## LANDSIDE SERVICES PM MASTR PLAN (hidden)
Nabatat Contracting Company - Master Plan
MASTER PLAN - PREVENTIVE MAINTENANCE (PM) FOR YEAR OF ( 2024 )
DACO Director Signature:
O&M CONTRACTOR SECTION
S.NO | System Description | Sub-System | Equipment Tag Number | Equipment Description | Criticality (High, Medium, Low) | PM Description | Reference check list number | PM Frequency | Work Location
[9 empty] | FACILITY CODE | FACILITY NAME | LEVEL | ROOM # | ROOM NAME
MONTH OF JULY WEEK NO.1
1 | FLEET MANAGEMENT | Equipment & Machineries | 0 3205 | Vise bench 4 1/2 jaw opening | Low | Checking and Cleaning | N/A | Monthly | IGC 00 | VEHICLE MAINTENANCE BLDG. | AVAILABLE | N/A | WORKSHOP
2 | FLEET MANAGEMENT | Equipment & Machineries | 0 3342 | Eye wash emergency portable | Low | Checking and Cleaning | N/A | Monthly | IGC 00 | VEHICLE MAINTENANCE BLDG. | AVAILABLE | N/A | WORKSHOP
3 | FLEET MANAGEMENT | Equipment & Machineries | 0 3351 | Fan electric | Low | Checking and Cleaning | N/A | Monthly | IGC 00 | VEHICLE MAINTENANCE BLDG. | AVAILABLE | N/A | WORKSHOP
4 | FLEET MANAGEMENT | RSAF VEHICLE | 8057 | TOYOTA FORTUNER | Low | Cchecking and washing | N/A | WEEKLY | IGC 00 | VEHICLE MAINTENANCE BLDG. | AVAILABLE | N/A | WORKSHOP
5 | FLEET MANAGEMENT | Equipment & Machineries | 0 3561 | Stencil machine | Low | Checking and Cleaning | N/A | Monthly | IGC 00 | VEHICLE MAINTENANCE BLDG. | AVAILABLE | N/A | WORKSHOP
6 | FLEET MANAGEMENT | Equipment & Machineries | 10261 | Fan counter type | Low | Checking and Cleaning | N/A | Monthly | IGC 00 | VEHICLE MAINTENANCE BLDG. | AVAILABLE | N/A | WORKSHOP
7 | FLEET MANAGEMENT | Equipment & Machineries | 10264 | Fan counter type | Low | Checking and Cleaning | N/A | Monthly | IGC 00 | VEHICLE MAINTENANCE BLDG. | AVAILABLE | N/A | WORKSHOP
8 | FLEET MANAGEMENT | Equipment & Machineries | 10943 | Black hoist | Low | Checking and Cleaning | N/A | Monthly | IGC 00 | VEHICLE MAINTENANCE BLDG. | AVAILABLE | N/A | WORKSHOP
9 | FLEET MANAGEMENT | RSAF VEHICLE | 1913 | Toyota Land Cruiser | Low | Cchecking and washing | N/A | WEEKLY | IGC 00 | VEHICLE MAINTENANCE BLDG. | AVAILABLE | N/A | WORKSHOP
10 | FLEET MANAGEMENT | RSAF VEHICLE | 3757 | Toyota Land Cruiser | Low | Cchecking and washing | N/A | WEEKLY | IGC 00 | VEHICLE MAINTENANCE BLDG. | AVAILABLE | N/A | WORKSHOP
11 | FLEET MANAGEMENT | RSAF VEHICLE | 1934 | Toyota Land Cruiser | Low | Cchecking and washing | N/A | WEEKLY | IGC 00 | VEHICLE MAINTENANCE BLDG. | AVAILABLE | N/A | WORKSHOP
12 | FLEET MANAGEMENT | RSAF VEHICLE | 8534 | Toyota Fortuner | Low | Cchecking and washing | N/A | WEEKLY | IGC 00 | VEHICLE MAINTENANCE BLDG. | AVAILABLE | N/A | WORKSHOP
13 | FLEET MANAGEMENT | RSAF VEHICLE | 9676 | Nissan Altima | Low | Cchecking and washing | N/A | WEEKLY | IGC 00 | VEHICLE MAINTENANCE BLDG. | AVAILABLE | N/A | WORKSHOP
14 | FLEET MANAGEMENT | RSAF VEHICLE | 2296 | Toyota Fortuner | Low | Cchecking and washing | N/A | WEEKLY | IGC 00 | VEHICLE MAINTENANCE BLDG. | AVAILABLE | N/A | WORKSHOP
15 | FLEET MANAGEMENT | RSAF VEHICLE | 1401 | Toyota Fortuner | Low | Cchecking and washing | N/A | WEEKLY | IGC 00 | VEHICLE MAINTENANCE BLDG. | AVAILABLE | N/A | WORKSHOP
16 | FLEET MANAGEMENT | RSAF VEHICLE | 1950 | Toyota Land Cruiser | Low | Cchecking and washing | N/A | WEEKLY | IGC 00 | VEHICLE MAINTENANCE BLDG. | AVAILABLE | N/A | WORKSHOP
17 | FLEET MANAGEMENT | RSAF VEHICLE | 7251 | Toyota Hi Ace Van | Low | Cchecking and washing | N/A | WEEKLY | IGC 00 | VEHICLE MAINTENANCE BLDG. | AVAILABLE | N/A | WORKSHOP
18 | FLEET MANAGEMENT | RSAF VEHICLE | 8016 | Toyota Fortuner | Low | Cchecking and washing | N/A | WEEKLY | IGC 00 | VEHICLE MAINTENANCE BLDG. | AVAILABLE | N/A | WORKSHOP
19 | FLEET MANAGEMENT | RSAF VEHICLE | 1401 | Toyota Fortuner | Low | Cchecking and washing | N/A | WEEKLY | IGC 00 | VEHICLE MAINTENANCE BLDG. | AVAILABLE | N/A | WORKSHOP
20 | FLEET MANAGEMENT | Equipment & Machineries | 0 3526 | Vise swivel base 4 1/4 jaw | Low | Checking and Cleaning | N/A | Monthly | IGC 00 | VEHICLE MAINTENANCE BLDG. | AVAILABLE | N/A | WORKSHOP
21 | FLEET MANAGEMENT | Equipment & Machineries | 0 3529 | Vise combination | Low | Checking and Cleaning | N/A | Monthly | IGC 00 | VEHICLE MAINTENANCE BLDG. | AVAILABLE | N/A | WORKSHOP
22 | FLEET MANAGEMENT | Equipment & Machineries | 10944 | Black hoist | Low | Checking and Cleaning | N/A | Monthly | IGC 00 | VEHICLE MAINTENANCE BLDG. | AVAILABLE | N/A | WORKSHOP
23 | FLEET MANAGEMENT | Equipment & Machineries | 21005 | Tire machine spreader | Low | Checking and Cleaning | N/A | Monthly | IGC 00 | VEHICLE MAINTENANCE BLDG. | AVAILABLE | N/A | WORKSHOP
24 | Streetlight | Lighting Pole | N/A | 12m Lighting Pole | Low | Functionality Inspection | N/A | Monthly (2x) | DAA 00 | PASSENGER TERMINAL | AVAILABLE | N/A | N/A
25 | Streetlight | Lighting Pole | N/A | 12m Lighting Pole | Low | Functionality Inspection | N/A | Monthly (2x) | N/A | EAST SERVICE ROAD | AVAILABLE | N/A | N/A
26 | Streetlight | Elec. Control Panel | 17735 | CONTROL PANEL JAG 042 | Low | Cleaning & Checking | Provided | Monthly (2x) | IFA 00 | WAREHOUSE 7 | AVAILABLE | N/A | N/A
27 | Streetlight | Elec. Control Panel | 008517 | CONTROL PANEL JAG EEC 34 | Low | Manually Switching | N/A | Everyday | JAP 01 | PEARL MODEL | AVAILABLE | N/A | N/A
28 | Irrigation | Indoor Plants | N/A | Potted Plants | Low | Watering |  | EVERYDAY | DAA 00 | PASSENGER TERMINAL | PASS. MIZZANINE LEVEL | N/A | N/A
29 | Irrigation | Indoor Plants | N/A | Potted Plants | Low | Watering |  | EVERYDAY | DAA 00 | PASSENGER TERMINAL | PASS. - DEPARTURE LEVEL | N/A | N/A
30 | Irrigation | Indoor Plants | N/A | Potted Plants | Low | Watering |  | EVERYDAY | DAA 00 | PASSENGER TERMINAL | PASS. - DEPARTURE INT'L | N/A | N/A
31 | Irrigation | Indoor Plants | N/A | Potted Plants | Low | Watering |  | EVERYDAY | DAA 00 | PASSENGER TERMINAL | PASS. ARRIVAL LEVEL | N/A | N/A
32 | Irrigation | Irrigation Pump |  | Main Valve | Low | Manually Operating valve |  | EVERYDAY | UFA01 | Irrigation Pump House | N/A | N/A | N/A
33 | Irrigation | Irrigation Pump |  | Main Valve | Low | Manually Operating valve |  | EVERYDAY | UFB 00 | Irrigation Building | N/A | N/A | N/A
34 | Irrigation | Outdoor Plants | N/A | Trees, Shrubs,Grass & other plants | Low | Watering |  | EVERYDAY | DAA 00 | PASSENGER TERMINAL | N/A | N/A | N/A
35 | Irrigation | Outdoor Plants | N/A | Trees, Shrubs,Grass & other plants | Low | Watering |  | EVERYDAY | CAA 00 | Royal Terminal Road | N/A | N/A | N/A
36 | Irrigation | Outdoor Plants | N/A | Trees, Shrubs,Grass & other plants | Low | Watering |  | EVERYDAY | HAA 00 | Admin. Office Facility | N/A | N/A | N/A
37 | Irrigation | Indoor Plants | N/A | Potted Plants | Low | Watering |  | EVERYDAY | DAA 00 | PASSENGER TERMINAL | PASS. MIZZANINE LEVEL | N/A | N/A
38 | Irrigation | Indoor Plants | N/A | Potted Plants | Low | Watering |  | EVERYDAY | DAA 00 | PASSENGER TERMINAL | PASS. - DEPARTURE LEVEL | N/A | N/A
39 | Irrigation | Indoor Plants | N/A | Potted Plants | Low | Watering |  | EVERYDAY | DAA 00 | PASSENGER TERMINAL | PASS. - DEPARTURE INT'L | N/A | N/A
40 | Irrigation | Indoor Plants | N/A | Potted Plants | Low | Watering |  | EVERYDAY | DAA 00 | PASSENGER TERMINAL | PASS. ARRIVAL LEVEL | N/A | N/A
41 | Irrigation | Irrigation Pump |  | Main Valve | Low | Manually Operating valve |  | EVERYDAY | UFA01 | Irrigation Pump House | N/A | N/A | N/A
42 | Irrigation | Irrigation Pump |  | Main Valve | Low | Manually Operating valve |  | EVERYDAY | UFB 00 | Irrigation Building | N/A | N/A | N/A
43 | Irrigation | Outdoor Plants | N/A | Trees, Shrubs,Grass & other plants | Low | Watering |  | EVERYDAY | DAA 00 | PASSENGER TERMINAL | N/A | N/A | N/A
44 | Irrigation | Outdoor Plants | N/A | Trees, Shrubs,Grass & other plants | Low | Watering |  | EVERYDAY | CAA 00 | Royal Terminal Road | N/A | N/A | N/A
45 | Irrigation | Outdoor Plants | N/A | Trees, Shrubs,Grass & other plants | Low | Watering |  | EVERYDAY | HAA 00 | Admin. Office Facility | N/A | N/A | N/A
46 | Irrigation | Indoor Plants | N/A | Potted Plants | Low | Watering |  | EVERYDAY | DAA 00 | PASSENGER TERMINAL | PASS. MIZZANINE LEVEL | N/A | N/A
47 | Irrigation | Indoor Plants | N/A | Potted Plants | Low | Watering |  | EVERYDAY | DAA 00 | PASSENGER TERMINAL | PASS. - DEPARTURE LEVEL | N/A | N/A
48 | Irrigation | Indoor Plants | N/A | Potted Plants | Low | Watering |  | EVERYDAY | DAA 00 | PASSENGER TERMINAL | PASS. - DEPARTURE INT'L | N/A | N/A
49 | Irrigation | Indoor Plants | N/A | Potted Plants | Low | Watering |  | EVERYDAY | DAA 00 | PASSENGER TERMINAL | PASS. ARRIVAL LEVEL | N/A | N/A
50 | Irrigation | Irrigation Pump |  | Main Valve | Low | Manually Operating valve |  | EVERYDAY | UFA01 | Irrigation Pump House | N/A | N/A | N/A
51 | Irrigation | Irrigation Pump |  | Main Valve | Low | Manually Operating valve |  | EVERYDAY | UFB 00 | Irrigation Building | N/A | N/A | N/A
52 | Irrigation | Outdoor Plants | N/A | Trees, Shrubs,Grass & other plants | Low | Watering |  | EVERYDAY | DAA 00 | PASSENGER TERMINAL | N/A | N/A | N/A
53 | Irrigation | Outdoor Plants | N/A | Trees, Shrubs,Grass & other plants | Low | Watering |  | EVERYDAY | CAA 00 | Royal Terminal Road | N/A | N/A | N/A
54 | Irrigation | Outdoor Plants | N/A | Trees, Shrubs,Grass & other plants | Low | Watering |  | EVERYDAY | HAA 00 | Admin. Office Facility | N/A | N/A | N/A
55 | Irrigation | Indoor Plants | N/A | Potted Plants | Low | Watering |  | EVERYDAY | DAA 00 | PASSENGER TERMINAL | PASS. MIZZANINE LEVEL | N/A | N/A
56 | Irrigation | Indoor Plants | N/A | Potted Plants | Low | Watering |  | EVERYDAY | DAA 00 | PASSENGER TERMINAL | PASS. - DEPARTURE LEVEL | N/A | N/A
57 | Irrigation | Indoor Plants | N/A | Potted Plants | Low | Watering |  | EVERYDAY | DAA 00 | PASSENGER TERMINAL | PASS. - DEPARTURE INT'L | N/A | N/A
58 | Irrigation | Indoor Plants | N/A | Potted Plants | Low | Watering |  | EVERYDAY | DAA 00 | PASSENGER TERMINAL | PASS. ARRIVAL LEVEL | N/A | N/A
59 | Irrigation | Irrigation Pump |  | Main Valve | Low | Manually Operating valve |  | EVERYDAY | UFA01 | Irrigation Pump House | N/A | N/A | N/A
60 | Irrigation | Irrigation Pump |  | Main Valve | Low | Manually Operating valve |  | EVERYDAY | UFB 00 | Irrigation Building | N/A | N/A | N/A
61 | Irrigation | Outdoor Plants | N/A | Trees, Shrubs,Grass & other plants | Low | Watering |  | EVERYDAY | DAA 00 | PASSENGER TERMINAL | N/A | N/A | N/A
62 | Irrigation | Outdoor Plants | N/A | Trees, Shrubs,Grass & other plants | Low | Watering |  | EVERYDAY | CAA 00 | Royal Terminal Road | N/A | N/A | N/A
63 | Irrigation | Outdoor Plants | N/A | Trees, Shrubs,Grass & other plants | Low | Watering |  | EVERYDAY | HAA 00 | Admin. Office Facility | N/A | N/A | N/A
64 | Irrigation | Indoor Plants | N/A | Potted Plants | Low | Watering |  | EVERYDAY | DAA 00 | PASSENGER TERMINAL | PASS. MIZZANINE LEVEL | N/A | N/A
65 | Irrigation | Indoor Plants | N/A | Potted Plants | Low | Watering |  | EVERYDAY | DAA 00 | PASSENGER TERMINAL | PASS. - DEPARTURE LEVEL | N/A | N/A
66 | Irrigation | Indoor Plants | N/A | Potted Plants | Low | Watering |  | EVERYDAY | DAA 00 | PASSENGER TERMINAL | PASS. - DEPARTURE INT'L | N/A | N/A
67 | Irrigation | Indoor Plants | N/A | Potted Plants | Low | Watering |  | EVERYDAY | DAA 00 | PASSENGER TERMINAL | PASS. ARRIVAL LEVEL | N/A | N/A
68 | Irrigation | Irrigation Pump |  | Main Valve | Low | Manually Operating valve |  | EVERYDAY | UFA01 | Irrigation Pump House | N/A | N/A | N/A
69 | Irrigation | Irrigation Pump |  | Main Valve | Low | Manually Operating valve |  | EVERYDAY | UFB 00 | Irrigation Building | N/A | N/A | N/A
70 | Irrigation | Outdoor Plants | N/A | Trees, Shrubs,Grass & other plants | Low | Watering |  | EVERYDAY | DAA 00 | PASSENGER TERMINAL | N/A | N/A | N/A
71 | Irrigation | Outdoor Plants | N/A | Trees, Shrubs,Grass & other plants | Low | Watering |  | EVERYDAY | CAA 00 | Royal Terminal Road | N/A | N/A | N/A
72 | Irrigation | Outdoor Plants | N/A | Trees, Shrubs,Grass & other plants | Low | Watering |  | EVERYDAY | HAA 00 | Admin. Office Facility | N/A | N/A | N/A
73 | Irrigation | Indoor Plants | N/A | Potted Plants | Low | Watering |  | EVERYDAY | DAA 00 | PASSENGER TERMINAL | PASS. MIZZANINE LEVEL | N/A | N/A
74 | Irrigation | Indoor Plants | N/A | Potted Plants | Low | Watering |  | EVERYDAY | DAA 00 | PASSENGER TERMINAL | PASS. - DEPARTURE LEVEL | N/A | N/A
75 | Irrigation | Indoor Plants | N/A | Potted Plants | Low | Watering |  | EVERYDAY | DAA 00 | PASSENGER TERMINAL | PASS. - DEPARTURE INT'L | N/A | N/A
76 | Irrigation | Indoor Plants | N/A | Potted Plants | Low | Watering |  | EVERYDAY | DAA 00 | PASSENGER TERMINAL | PASS. ARRIVAL LEVEL | N/A | N/A
77 | Irrigation | Irrigation Pump |  | Main Valve | Low | Manually Operating valve |  | EVERYDAY | UFA01 | Irrigation Pump House | N/A | N/A | N/A
78 | Irrigation | Irrigation Pump |  | Main Valve | Low | Manually Operating valve |  | EVERYDAY | UFB 00 | Irrigation Building | N/A | N/A | N/A
79 | Irrigation | Outdoor Plants | N/A | Trees, Shrubs,Grass & other plants | Low | Watering |  | EVERYDAY | DAA 00 | PASSENGER TERMINAL | N/A | N/A | N/A
80 | Irrigation | Outdoor Plants | N/A | Trees, Shrubs,Grass & other plants | Low | Watering |  | EVERYDAY | CAA 00 | Royal Terminal Road | N/A | N/A | N/A
81 | Irrigation | Outdoor Plants | N/A | Trees, Shrubs,Grass & other plants | Low | Watering |  | EVERYDAY | HAA 00 | Admin. Office Facility | N/A | N/A | N/A
82 | Irrigation | Indoor Plants | N/A | Potted Plants | Low | Watering |  | EVERYDAY | DAA 00 | PASSENGER TERMINAL | PASS. MIZZANINE LEVEL | N/A | N/A
83 | Irrigation | Indoor Plants | N/A | Potted Plants | Low | Watering |  | EVERYDAY | DAA 00 | PASSENGER TERMINAL | PASS. - DEPARTURE LEVEL | N/A | N/A
84 | Irrigation | Indoor Plants | N/A | Potted Plants | Low | Watering |  | EVERYDAY | DAA 00 | PASSENGER TERMINAL | PASS. - DEPARTURE INT'L | N/A | N/A
85 | Irrigation | Indoor Plants | N/A | Potted Plants | Low | Watering |  | EVERYDAY | DAA 00 | PASSENGER TERMINAL | PASS. ARRIVAL LEVEL | N/A | N/A
86 | Irrigation | Irrigation Pump |  | Main Valve | Low | Manually Operating valve |  | EVERYDAY | UFA01 | Irrigation Pump House | N/A | N/A | N/A
87 | Irrigation | Irrigation Pump |  | Main Valve | Low | Manually Operating valve |  | EVERYDAY | UFB 00 | Irrigation Building | N/A | N/A | N/A
88 | Irrigation | Outdoor Plants | N/A | Trees, Shrubs,Grass & other plants | Low | Watering |  | EVERYDAY | DAA 00 | PASSENGER TERMINAL | N/A | N/A | N/A
89 | Irrigation | Outdoor Plants | N/A | Trees, Shrubs,Grass & other plants | Low | Watering |  | EVERYDAY | CAA 00 | Royal Terminal Road | N/A | N/A | N/A
90 | Irrigation | Outdoor Plants | N/A | Trees, Shrubs,Grass & other plants | Low | Watering |  | EVERYDAY | HAA 00 | Admin. Office Facility | N/A | N/A | N/A
91 | Irrigation | Indoor Plants | N/A | Potted Plants | Low | Watering |  | EVERYDAY | DAA 00 | PASSENGER TERMINAL | PASS. MIZZANINE LEVEL | N/A | N/A
92 | Irrigation | Indoor Plants | N/A | Potted Plants | Low | Watering |  | EVERYDAY | DAA 00 | PASSENGER TERMINAL | PASS. - DEPARTURE LEVEL | N/A | N/A
93 | Irrigation | Indoor Plants | N/A | Potted Plants | Low | Watering |  | EVERYDAY | DAA 00 | PASSENGER TERMINAL | PASS. - DEPARTURE INT'L | N/A | N/A
94 | Irrigation | Indoor Plants | N/A | Potted Plants | Low | Watering |  | EVERYDAY | DAA 00 | PASSENGER TERMINAL | PASS. ARRIVAL LEVEL | N/A | N/A
95 | Electrical | Panelboard | 7880 | Panelboard 110/220v | Low | Checking & Monitoring |  | Daily | JCD01 | Headhouse | Available | 1 | Headhouse
96 | Special System | Motor Control | 007882 | Panel Motor Control | Low | Energize, Checking & Monitoring |  | Daily | JCD01 | Headhouse | Available | 1 | Headhouse
97 | Electrical | Panelboard | 007811 | Panelboard 110/220v | Low | Checking & Monitoring |  | Daily | JCD02 | Unit# 5 | Available | 1 | Unit# 5
98 | Special System | Motor Control | 007827 | Panel Motor Control | Low | Energize, Checking & Monitoring |  | Daily | JCD02 | Green/H #5 | Available | 1 | Greenhouse 5
99 | Electrical | Panelboard | 007816 | Panelboard 110/220v | Low | Checking & Monitoring |  | Daily | JCD03 | Unit# 6 | Available | 1 | Unit# 6
100 | Special System | Motor Control | 007818 | Panel Motor Control | Low | Energize, Checking & Monitoring |  | Daily | JCD03 | Green/H #8 | Available | 1 | Greenhouse 8
101 | Electrical | Panelboard | 041032 | Panelboard 110/220v | Low | Checking & Monitoring |  | Daily | JCD00 | Nursery | Available | 1 | Greenhouse 11
102 | Electro.Mechanical | Controller | 007847 | Panel Mist Control | Low | Checking & cleaning |  | Monthly (2x) | JCD01 | Green.H #1 | Available | 1 | Green.H #1
103 | Electro.Mechanical | Controller | 007848 | Panel Mist Control | Low | Checking & cleaning |  | Monthly (2x) | JCD01 | Green.H #1 | Available | 1 | Green.H #1
104 | Electro.Mechanical | Controller | 007842 | Panel Mist Control | Low | Checking & cleaning |  | Monthly (2x) | JCD01 | Green/H #2 | Available | 1 | Green/H #2
105 | Electro.Mechanical | Controller | 007843 | Panel Mist Control | Low | Checking & cleaning |  | Monthly (2x) | JCD01 | Green/H #2 | Available | 1 | Green/H #2
106 | Electro.Mechanical | Controller | 007841 | Panel Envrnmentl Ctl. | Low | Checking & cleaning |  | Monthly (2x) | JCD01 | Unit# 2 | Available | 1 | Unit# 2
107 | Electro.Mechanical | Fan | 007384 | Exhaust fan | Low | Checking & cleaning |  | Monthly (2x) | JCD02 | Unit# 5 | Available | 1 | Unit# 5
108 | Electrical | Panelboard | 7880 | Panelboard 110/220v | Low | Checking & Monitoring |  | Daily | JCD01 | Headhouse | Available | 1 | Headhouse
109 | Special System | Motor Control | 007882 | Panel Motor Control | Low | Energize, Checking & Monitoring |  | Daily | JCD01 | Headhouse | Available | 1 | Headhouse
110 | Electrical | Panelboard | 007811 | Panelboard 110/220v | Low | Checking & Monitoring |  | Daily | JCD02 | Unit# 5 | Available | 1 | Unit# 5
111 | Special System | Motor Control | 007827 | Panel Motor Control | Low | Energize, Checking & Monitoring |  | Daily | JCD02 | Green/H #5 | Available | 1 | Greenhouse 5
112 | Electrical | Panelboard | 007816 | Panelboard 110/220v | Low | Checking & Monitoring |  | Daily | JCD03 | Unit# 6 | Available | 1 | Unit# 6
113 | Special System | Motor Control | 007818 | Panel Motor Control | Low | Energize, Checking & Monitoring |  | Daily | JCD03 | Green/H #8 | Available | 1 | Greenhouse 8
114 | Electrical | Panelboard | 041032 | Panelboard 110/220v | Low | Checking & Monitoring |  | Daily | JCD00 | Nursery | Available | 1 | Greenhouse 11
115 | Electro.Mechanical | Controller | 007836 | Panel Mist Control | Low | Checking & cleaning |  | Monthly (2x) | JCD01 | Green.H #3 | Available | 1 | Green.H #3
116 | Electro.Mechanical | Controller | 007831 | Panel Envrnmentl CTL. | Low | Checking & cleaning |  | Monthly (2x) | JCD01 | Unit #4 | Available | 1 | Unit #4
117 | Electro.Mechanical | Panelboard | 007829 | Panel black colth | Low | Checking & cleaning |  | Monthly (2x) | JCD02 | Unit #5 | Available | 1 | Unit #5
118 | Electro.Mechanical | Panelboard | 008601 | Panel black colth | Low | Checking & cleaning |  | Monthly (2x) | JCD02 | Unit #5 | Available | 1 | Unit #5
119 | Electro.Mechanical | Controller | 007827 | Panel motor controller | Low | Checking & cleaning |  | Monthly (2x) | JCD02 | Green/H #5 | Available | 1 | Green/H #5
120 | Electro.Mechanical | Motor Control | 007818 | Panel Motor Control | Low | Checking & cleaning |  | Monthly (2x) | JCD03 | Green/H #8 | Available | 1 | Greenhouse 8
121 | Electrical | Panelboard | 7880 | Panelboard 110/220v | Low | Checking & Monitoring |  | Daily | JCD01 | Headhouse | Available | 1 | Headhouse
122 | Special System | Motor Control | 007882 | Panel Motor Control | Low | Energize, Checking & Monitoring |  | Daily | JCD01 | Headhouse | Available | 1 | Headhouse
123 | Electrical | Panelboard | 007811 | Panelboard 110/220v | Low | Checking & Monitoring |  | Daily | JCD02 | Unit# 5 | Available | 1 | Unit# 5
124 | Special System | Motor Control | 007827 | Panel Motor Control | Low | Energize, Checking & Monitoring |  | Daily | JCD02 | Green/H #5 | Available | 1 | Green/H #5
125 | Electrical | Panelboard | 007816 | Panelboard 110/220v | Low | Checking & Monitoring |  | Daily | JCD03 | Unit# 6 | Available | 1 | Unit# 6
126 | Special System | Motor Control | 007818 | Panel Motor Control | Low | Energize, Checking & Monitoring |  | Daily | JCD03 | Green/H #8 | Available | 1 | Greenhouse 8
127 | Electrical | Panelboard | 041032 | Panelboard 110/220v | Low | Checking & Monitoring |  | Daily | JCD00 | Greenhouse 11 | Available | 1 | Greenhouse 11
128 | Electro.Mechanical | Irrigatio contrller | 007819 | Panel Irrigation Ctl. | Low | Checking & cleaning |  | Monthly (2x) | JCD03 | Unit #8 | Available | 1 | Unit #8
129 | Electro.Mechanical | Irrigatio contrller | 007814 | Panel Irrigation Ctl. | Low | Checking & cleaning |  | Monthly (2x) | JCD03 | Unit #9 | Available | 1 | Unit #9
130 | Electro.Mechanical | Irrigatio contrller | 007813 | Panel Irrigation Ctl. | Low | Checking & cleaning |  | Monthly (2x) | JCD03 | Unit #10 | Available | 1 | Unit #10
131 | Electro.Mechanical | Panelboard | 00052572 | Panel Motor Control | Low | Checking & cleaning |  | Monthly (2x) | JCD00 | Green/H #11 | Available | 1 | Green/H #11
132 | Electro.Mechanical | Panelboard | 00052571 | Transformer 30KVA | Low | Checking & cleaning |  | Monthly (2x) | JCD00 | Green/H #11 | Available | 1 | Green/H #11
133 | Electro.Mechanical | Panelboard | 00052570 | Main Circuit Breaker | Low | Checking & cleaning |  | Monthly (2x) | JCD00 | Green/H #11 | Available | 1 | Green/H #11
134 | Electrical | Panelboard | 7880 | Panelboard 110/220v | Low | Checking & Monitoring |  | Daily | JCD01 | Headhouse | Available | 1 | Headhouse
135 | Special System | Motor Control | 007882 | Panel Motor Control | Low | Energize, Checking & Monitoring |  | Daily | JCD01 | Headhouse | Available | 1 | Headhouse
136 | Electrical | Panelboard | 007811 | Panelboard 110/220v | Low | Checking & Monitoring |  | Daily | JCD02 | Unit# 5 | Available | 1 | Unit# 5
137 | Special System | Motor Control | 007827 | Panel Motor Control | Low | Energize, Checking & Monitoring |  | Daily | JCD02 | Green/H #5 | Available | 1 | Green/H #5
138 | Electrical | Panelboard | 007816 | Panelboard 110/220v | Low | Checking & Monitoring |  | Daily | JCD03 | Unit# 6 | Available | 1 | Unit# 6
139 | Special System | Motor Control | 007818 | Panel Motor Control | Low | Energize, Checking & Monitoring |  | Daily | JCD03 | Green/H #8 | Available | 1 | Greenhouse 8
140 | Electrical | Panelboard | 041032 | Panelboard 110/220v | Low | Checking & Monitoring |  | Daily | JCD00 | Greenhouse 11 | Available | 1 | Greenhouse 11
141 | Electro.Mechanical | Panelboard | 007828 | Panel Envrnmentl CTL. | Low | Checking & cleaning |  | Monthly (2x) | JCD02 | Unit # 5 | Available | 1 | Unit # 5
142 | Electro.Mechanical | Panelboard | 007824 | Panel Black cloth Controller | Low | Checking & cleaning |  | Monthly (2x) | JCD02 | Unit # 6 | Available | 1 | Unit # 6
143 | Electro.Mechanical | Panelboard | 007826 | Panel Black cloth Controller | Low | Checking & cleaning |  | Monthly (2x) | JCD02 | Unit # 6 | Available | 1 | Unit # 6
144 | Electro.Mechanical | Panelboard | 007825 | Panel Envrnmentl CTL. | Low | Checking & cleaning |  | Monthly (2x) | JCD02 | Unit # 6 | Available | 1 | Unit # 6
145 | Electrical | Panelboard | 7880 | Panelboard 110/220v | Low | Checking & Monitoring |  | Daily | JCD01 | Headhouse | Available | 1 | Headhouse
146 | Special System | Motor Control | 007882 | Panel Motor Control | Low | Energize, Checking & Monitoring |  | Daily | JCD01 | Headhouse | Available | 1 | Headhouse
147 | Electrical | Panelboard | 007811 | Panelboard 110/220v | Low | Checking & Monitoring |  | Daily | JCD02 | Unit# 5 | Available | 1 | Unit# 5
148 | Special System | Motor Control | 007827 | Panel Motor Control | Low | Energize, Checking & Monitoring |  | Daily | JCD02 | Green/H #5 | Available | 1 | Green/H #5
149 | Electrical | Panelboard | 007816 | Panelboard 110/220v | Low | Checking & Monitoring |  | Daily | JCD03 | Unit# 6 | Available | 1 | Unit# 6
150 | Special System | Motor Control | 007818 | Panel Motor Control | Low | Energize, Checking & Monitoring |  | Daily | JCD03 | Green/H #8 | Available | 1 | Greenhouse 8
151 | Electrical | Panelboard | 041032 | Panelboard 110/220v | Low | Checking & Monitoring |  | Daily | JCD00 | Greenhouse 11 | Available | 1 | Greenhouse 11
152 | Electrical | Panelboard | 7880 | Panelboard 110/220v | Low | Checking & Monitoring |  | Daily | JCD01 | Headhouse | Available | 1 | Headhouse
153 | Special System | Motor Control | 007882 | Panel Motor Control | Low | Energize, Checking & Monitoring |  | Daily | JCD01 | Headhouse | Available | 1 | Headhouse
154 | Electrical | Panelboard | 007811 | Panelboard 110/220v | Low | Checking & Monitoring |  | Daily | JCD02 | Unit# 5 | Available | 1 | Unit# 5
155 | Special System | Motor Control | 007827 | Panel Motor Control | Low | Energize, Checking & Monitoring |  | Daily | JCD02 | Green/H #5 | Available | 1 | Green/H #5
156 | Electrical | Panelboard | 007816 | Panelboard 110/220v | Low | Checking & Monitoring |  | Daily | JCD03 | Unit# 6 | Available | 1 | Unit# 6
157 | Special System | Motor Control | 007818 | Panel Motor Control | Low | Energize, Checking & Monitoring |  | Daily | JCD03 | Green/H #8 | Available | 1 | Greenhouse 8
158 | Electrical | Panelboard | 041032 | Panelboard 110/220v | Low | Checking & Monitoring |  | Daily | JCD00 | Greenhouse 11 | Available | 1 | Greenhouse 11
159 | Electro.Mechanical | Controller | 006437 | Panel Hvac Control (Head/h) | Low | Checking & cleaning |  | Monthly (2x) | JCD01 | Head/ h | Available | 1 | Head/ h
160 | Electro.Mechanical | sump pump | 007920 | Sump pump (unit# 1) | Low | Checking & cleaning |  | Monthly (2x) | JCD01 | Unit #1 | Available | 1 | Unit #1
161 | Electro.Mechanical | Panelboard | 007922 | Sump pump (unit# 2) | Low | Checking & cleaning |  | Monthly (2x) | JCD01 | Unit #2 | Available | 1 | Unit #2
162 | Electro.Mechanical | Panelboard | 007832 | Panel Irrigation ctl (Unit #4) | Low | Checking & cleaning |  | Monthly (2x) | JCD01 | Unit #4 | Available | 1 | Unit #4
163 | Electro.Mechanical | Panelboard | 007926 | Sump pump (unit# 4) | Low | Checking & cleaning |  | Monthly (2x) | JCD01 | Unit #4 | Available | 1 | Unit #4
164 | Electro.Mechanical | Exhaust fan | 007386 | Exhaust fan(Green/h#5 | Low | Rectify damper |  | Monthly (2x) | JCD01 | Green/h #5 | Available | 1 | Green/h #5
165 | Electrical | Panelboard | 7880 | Panelboard 110/220v | Low | Checking & Monitoring |  | Daily | JCD01 | Headhouse | Available | 1 | Headhouse
166 | Special System | Motor Control | 007882 | Panel Motor Control | Low | Energize, Checking & Monitoring |  | Daily | JCD01 | Headhouse | Available | 1 | Headhouse
167 | Electrical | Panelboard | 007811 | Panelboard 110/220v | Low | Checking & Monitoring |  | Daily | JCD02 | Unit# 5 | Available | 1 | Unit# 5
168 | Special System | Motor Control | 007827 | Panel Motor Control | Low | Energize, Checking & Monitoring |  | Daily | JCD02 | Green/H #5 | Available | 1 | Green/H #5
169 | Electrical | Panelboard | 007816 | Panelboard 110/220v | Low | Checking & Monitoring |  | Daily | JCD03 | Unit# 6 | Available | 1 | Unit# 6
170 | Special System | Motor Control | 007818 | Panel Motor Control | Low | Energize, Checking & Monitoring |  | Daily | JCD03 | Green/H #8 | Available | 1 | Greenhouse 8
171 | Electrical | Panelboard | 041032 | Panelboard 110/220v | Low | Checking & Monitoring |  | Daily | JCD00 | Greenhouse 11 | Available | 1 | Greenhouse 11
172 | Electro.Mechanical | Sliding door | None | Manual sliding door | Low | Rectify/ Repair |  |  |  | Greenhouse 11 | Available | 1 | Greenhouse 11
173 | Roads & Grounds | Roads | N/A | N/A | Low | Liter Picking | N/A | EVERYDAY | DAA 00 | PASSENGER TERMINAL | Arrival Level | N/A | N/A
174 | Roads & Grounds | Roads | N/A | N/A | Low | Liter Picking | N/A | EVERYDAY | DAA 00 | PASSENGER TERMINAL | Departure Level | N/A | N/A
175 | Roads & Grounds | Roads | N/A | N/A | Low | Liter Picking | N/A | ONCE A WEEK | DAE 03 | GVIP OUTSIDE | N/A | N/A | N/A
176 | Roads & Grounds | Roads | N/A | N/A | Low | Liter Picking | N/A | ONCE A WEEK | JAA 01 | North Service Road | N/A | N/A | N/A
177 | Roads & Grounds | Roads | N/A | N/A | Low | Liter Picking | N/A | ONCE A WEEK | JAA 01 | West Service Road | N/A | N/A | N/A
178 | Roads & Grounds | Roads | N/A | N/A | Low | Liter Picking | N/A | ONCE A WEEK | JAA 01 | South Service Road | N/A | N/A | N/A
179 | Roads & Grounds | Roads | N/A | N/A | Low | Liter Picking | N/A | ONCE A WEEK | JAA 01 | South Service Road | N/A | N/A | N/A
180 | Roads & Grounds | Landside Building Facilities | N/A | N/A | Low | Cleaning | N/A | MONTHLY |  | RSAF Camp | N/A | N/A | N/A
181 | Roads & Grounds | Roads | N/A | N/A | Low | Road Sweeping | N/A | EVERYDAY | DAA 00 | PASSENGER TERMINAL | Arrival Level | N/A | N/A
182 | Roads & Grounds | Roads | N/A | N/A | Low | Road Sweeping | N/A | EVERYDAY | DAA 00 | PASSENGER TERMINAL | Departure Level | N/A | N/A
183 | Roads & Grounds | Roads | N/A | N/A | Low | Road Sweeping | N/A | ONCE A WEEK | HDC 01 | Royal Terminal | N/A | N/A | N/A
184 | Roads & Grounds | Roads | N/A | N/A | Low | Road Sweeping | N/A | ONCE A WEEK | AAA 00 | Tower Area | N/A | N/A | N/A
185 | Roads & Grounds | Roads | N/A | N/A | Low | Road Sweeping | N/A | ONCE A WEEK | JAA 01 | Cargo Village | N/A | N/A | N/A
186 | Roads & Grounds | Roads | N/A | N/A | Low | Road Sweeping | N/A | ONCE A WEEK | JAA 02 | Service Level | N/A | N/A | N/A
187 | Roads & Grounds | Roads | N/A | N/A | Low | Road Sweeping | N/A | ONCE A WEEK | DAE 03 | GVIP OUTSIDE | N/A | N/A | N/A
188 | Landscape & Afforestation | Outdoor Plants | N/A | Trees | Low | Prunning | None | Monthly (3x) | AAA 00 | Control Tower | Available | N/A | N/A
189 | Landscape & Afforestation | Outdoor Plants | N/A | Trees | Low | Prunning | None | Monthly (3x) | DAE 03 | GVIP OUTSIDE | Available | N/A | N/A
190 | Landscape & Afforestation | Outdoor Plants | N/A | Trees | Low | Prunning | None | Monthly (3x) | DAD 00 | Employees Parking Area | Available | N/A | N/A
191 | Landscape & Afforestation | Outdoor Plants | N/A | Trees | Low | Prunning | None | Monthly (3x) | JAK 02 | North Taxiway Bridge | Available | N/A | N/A
192 | Landscape & Afforestation | Outdoor Plants | N/A | Trees | Low | Prunning | None | Monthly (3x) | JAL 06 | South GSE Bridge | Available | N/A | N/A
193 | Landscape & Afforestation | Outdoor Plants | N/A | Trees | Low | Prunning | None | Monthly (3x) | HDC 01 | Royal Terminal Entrance | Available | N/A | N/A
194 | Landscape & Afforestation | Outdoor Plants | N/A | Trees | Low | Prunning | None | Monthly (3x) | JAA 02 | South Service Road | Available | N/A | N/A
195 | Landscape & Afforestation | Outdoor Plants | N/A | Trees | Low | Prunning | None | Monthly (3x) | AAA 00 | Control Tower | Available | N/A | N/A
196 | Landscape & Afforestation | Outdoor Plants | N/A | Trees | Low | Prunning | None | Monthly (3x) | DAE 03 | GVIP OUTSIDE | Available | N/A | N/A
197 | Landscape & Afforestation | Outdoor Plants | N/A | Trees | Low | Prunning | None | Monthly (3x) | DAD 00 | Employees Parking Area | Available | N/A | N/A
198 | Landscape & Afforestation | Outdoor Plants | N/A | Trees | Low | Prunning | None | Monthly (3x) | JAK 02 | North Taxiway Bridge | Available | N/A | N/A
199 | Landscape & Afforestation | Outdoor Plants | N/A | Trees | Low | Prunning | None | Monthly (3x) | JAL 06 | South GSE Bridge | Available | N/A | N/A
200 | Landscape & Afforestation | Outdoor Plants | N/A | Trees | Low | Prunning | None | Monthly (3x) | HDC 01 | Royal Terminal Entrance | Available | N/A | N/A
201 | Landscape & Afforestation | Outdoor Plants | N/A | Trees | Low | Prunning | None | Monthly (3x) | JAA 02 | South Service Road | Available | N/A | N/A
202 | Landscape & Afforestation | Outdoor Plants | N/A | Trees | Low | Prunning | None | Monthly (3x) | AAA 00 | Control Tower | Available | N/A | N/A
203 | Landscape & Afforestation | Outdoor Plants | N/A | Trees | Low | Prunning | None | Monthly (3x) | DAE 03 | GVIP OUTSIDE | Available | N/A | N/A
204 | Landscape & Afforestation | Outdoor Plants | N/A | Trees | Low | Prunning | None | Monthly (3x) | DAD 00 | Employees Parking Area | Available | N/A | N/A
205 | Landscape & Afforestation | Outdoor Plants | N/A | Trees | Low | Prunning | None | Monthly (3x) | JAK 02 | North Taxiway Bridge | Available | N/A | N/A
206 | Landscape & Afforestation | Outdoor Plants | N/A | Trees | Low | Prunning | None | Monthly (3x) | JAL 06 | South GSE Bridge | Available | N/A | N/A
207 | Landscape & Afforestation | Outdoor Plants | N/A | Trees | Low | Prunning | None | Monthly (3x) | HDC 01 | Royal Terminal Entrance | Available | N/A | N/A
208 | Landscape & Afforestation | Outdoor Plants | N/A | Trees | Low | Prunning | None | Monthly (3x) | JAA 02 | South Service Road | Available | N/A | N/A
209 | Landscape & Afforestation | Outdoor Plants | N/A | Rotational Plants | Low | Weeding | None | Weekly (4x) | AAA 00 | Control Tower | Available | N/A | N/A
210 | Landscape & Afforestation | Outdoor Plants | N/A | Rotational Plants | Low | Weeding | None | Weekly (4x) | DAE 03 | GVIP OUTSIDE | Available | N/A | N/A
211 | Landscape & Afforestation | Outdoor Plants | N/A | Rotational Plants | Low | Weeding | None | Weekly (4x) | DAD 00 | Employees Parking Area | Available | N/A | N/A
212 | Landscape & Afforestation | Outdoor Plants | N/A | Rotational Plants | Low | Weeding | None | Weekly (4x) | JAK 02 | North Taxiway Bridge | Available | N/A | N/A
213 | Landscape & Afforestation | Outdoor Plants | N/A | Rotational Plants | Low | Weeding | None | Weekly (4x) | JAL 06 | South GSE Bridge | Available | N/A | N/A
214 | Landscape & Afforestation | Outdoor Plants | N/A | Rotational Plants | Low | Weeding | None | Weekly (4x) | HDC 01 | Royal Terminal Entrance | Available | N/A | N/A
215 | Landscape & Afforestation | Outdoor Plants | N/A | Rotational Plants | Low | Weeding | None | Weekly (4x) | JAA 02 | South Service Road | Available | N/A | N/A
216 | Landscape & Afforestation | Outdoor Plants | N/A | Rotational Plants | Low | Weeding | None | Weekly (4x) | AAA 00 | Control Tower | Available | N/A | N/A
217 | Landscape & Afforestation | Outdoor Plants | N/A | Rotational Plants | Low | Weeding | None | Weekly (4x) | DAE 03 | GVIP OUTSIDE | Available | N/A | N/A
218 | Landscape & Afforestation | Outdoor Plants | N/A | Rotational Plants | Low | Weeding | None | Weekly (4x) | JAK 02 | North Taxiway Bridge | Available | N/A | N/A
219 | Landscape & Afforestation | Outdoor Plants | N/A | Rotational Plants | Low | Weeding | None | Weekly (4x) | JAL 06 | South GSE Bridge | Available | N/A | N/A
220 | Landscape & Afforestation | Outdoor Plants | N/A | Rotational Plants | Low | Weeding | None | Weekly (4x) | HDC 01 | Royal Terminal Entrance | Available | N/A | N/A
221 | Landscape & Afforestation | Outdoor Plants | N/A | Rotational Plants | Low | Weeding | None | Weekly (4x) | JAA 02 | South Service Road | Available | N/A | N/A
222 | Landscape & Afforestation | Outdoor Plants | N/A | Rotational Plants | Low | Weeding | None | Weekly (4x) | AAA 00 | Control Tower | Available | N/A | N/A
223 | Landscape & Afforestation | Outdoor Plants | N/A | Rotational Plants | Low | Weeding | None | Weekly (4x) | DAE 03 | GVIP OUTSIDE | Available | N/A | N/A
224 | Landscape & Afforestation | Outdoor Plants | N/A | Rotational Plants | Low | Weeding | None | Weekly (4x) | DAD 00 | Employees Parking Area | Available | N/A | N/A
225 | Landscape & Afforestation | Outdoor Plants | N/A | Rotational Plants | Low | Trimming | None | Weekly (3x) | JAK 02 | North Taxiway Bridge | Available | N/A | N/A
226 | Landscape & Afforestation | Outdoor Plants | N/A | Rotational Plants | Low | Trimming | None | Weekly (3x) | JAL 06 | South GSE Bridge | Available | N/A | N/A
227 | Landscape & Afforestation | Outdoor Plants | N/A | Rotational Plants | Low | Trimming | None | Weekly (3x) | HDC 01 | Royal Terminal Entrance | Available | N/A | N/A
228 | Landscape & Afforestation | Outdoor Plants | N/A | Rotational Plants | Low | Trimming | None | Weekly (3x) | JAA 02 | South Service Road | Available | N/A | N/A
229 | Landscape & Afforestation | Outdoor Plants | N/A | Rotational Plants | Low | Trimming | None | Weekly (3x) | AAA 00 | Control Tower | Available | N/A | N/A
230 | Landscape & Afforestation | Outdoor Plants | N/A | Rotational Plants | Low | Trimming | None | Weekly (3x) | DAE 03 | GVIP OUTSIDE | Available | N/A | N/A
231 | Landscape & Afforestation | Outdoor Plants | N/A | Rotational Plants | Low | Trimming | None | Weekly (3x) | HDC 01 | Royal Terminal Entrance | Available | N/A | N/A
232 | Landscape & Afforestation | Outdoor Plants | N/A | Rotational Plants | Low | Trimming | None | Weekly (3x) | JAK 02 | North Taxiway Bridge | Available | N/A | N/A
233 | Landscape & Afforestation | Outdoor Plants | N/A | Rotational Plants | Low | Trimming | None | Weekly (3x) | JAL 06 | South GSE Bridge | Available | N/A | N/A

## FLEET MANAGEMENT
NABATAT Monthly Preventive Maintenance Plan
PREVENTIVE MAINTENANCE (PM) FOR MONTH OF ( DECEMBER 2024 ) | [14 empty] | PLAN PREPARED DATE: | [5 empty] | Service Provider Signature: | [6 empty] | DACO Director Signature:
O&M CONTRACTOR SECTION | [27 empty] | DACO INSPECTOR SECTION
S.NO | System | Sub-System | Equipment Tag Number | Equipment Description | Criticality (High, Medium, Low) | PM Description | Reference check list number | PM Frequency | Work Location |  |  |  |  | Planned Details | [5 empty] | Status | Actual Details | [5 empty] | Remarks | APPROVE | REJECT | REMARKS | INSPECTOR NAME | INSPECTOR SIGNATURE
[9 empty] | FACILITY CODE | FACILITY NAME | LEVEL | ROOM # | ROOM NAME | Planned Manhours (MHrs) | Planned date | No. of Person(s) | Spare Parts required | NOTAM Required | Outage Required |  | Log Number # | Actual Manhours (MHrs) | Actual date | Actual Time | No. of Person(s) | Spare Parts Used
1 | FLEET MANAGEMENT | RSAF VEHICLE | PLATE NO: 4914 GJB | GMC SAVANA VAN-4914 | LOW | checked up and wash | N/A | WEEKLY | IGC 00 | VEHICLE MAINTENANCE BLDG. | AVAILABLE | N/A | WORKSHOP | 6 |  | 3 | N/A | N/A | N/A | OPEN
2 | FLEET MANAGEMENT | RSAF VEHICLE | PLATE NO. 4920 GJB | SAVANA VAN-4920 | LOW | checked up and wash | N/A | WEEKLY | IGC 00 | VEHICLE MAINTENANCE BLDG. | AVAILABLE | N/A | WORKSHOP | 6 |  | 3 | N/A | N/A | N/A | OPEN
3 | FLEET MANAGEMENT | RSAF VEHICLE | PLATE NO: 6852 DKD | CHEVROLET IMPALA-6852 | LOW | checked up and wash | N/A | WEEKLY | IGC 00 | VEHICLE MAINTENANCE BLDG. | AVAILABLE | N/A | WORKSHOP | 6 |  | 3 | N/A | N/A | N/A | OPEN
4 | FLEET MANAGEMENT | RSAF VEHICLE | PLATE NO: 6872 DKD | CHEVROLET IMPALA-6872 | LOW | checked up and wash | N/A | WEEKLY | IGC 00 | VEHICLE MAINTENANCE BLDG. | AVAILABLE | N/A | WORKSHOP | 6 |  | 3 | N/A | N/A | N/A | OPEN
5 | FLEET MANAGEMENT | RSAF VEHICLE | PLATE NO. 9676 EED | NISSAN ALTIMA-9676 | LOW | checked up and wash | N/A | WEEKLY | IGC 00 | VEHICLE MAINTENANCE BLDG. | AVAILABLE | N/A | WORKSHOP | 6 |  | 3 | N/A | N/A | N/A | OPEN
6 | FLEET MANAGEMENT | RSAF VEHICLE | PLATE NO. 9679 EED | NISSAN ALTIMA-9679 | LOW | checked up and wash | N/A | WEEKLY | IGC 00 | VEHICLE MAINTENANCE BLDG. | AVAILABLE | N/A | WORKSHOP | 6 |  | 3 | N/A | N/A | N/A | OPEN
7 | FLEET MANAGEMENT | RSAF VEHICLE | PLATE NO. 9964 EED | NISSAN ALTIMA-9964 | LOW | checked up and wash | N/A | WEEKLY | IGC 00 | VEHICLE MAINTENANCE BLDG. | AVAILABLE | N/A | WORKSHOP | 6 |  | 3 | N/A | N/A | N/A | OPEN
8 | FLEET MANAGEMENT | RSAF VEHICLE | PLATE NO. 9965 EED | NISSAN ALTIMA-9965 | LOW | checked up and wash | N/A | WEEKLY | IGC 00 | VEHICLE MAINTENANCE BLDG. | AVAILABLE | N/A | WORKSHOP | 6 |  | 3 | N/A | N/A | N/A | OPEN
9 | FLEET MANAGEMENT | RSAF VEHICLE | PLATE NO: 1681 HRB | TOYOTA COASTER BUS-1681 | LOW | checked up and wash | N/A | WEEKLY | IGC 00 | VEHICLE MAINTENANCE BLDG. | AVAILABLE | N/A | WORKSHOP | 6 |  | 3 | N/A | N/A | N/A | OPEN
10 | FLEET MANAGEMENT | RSAF VEHICLE | PLATE NO: 1401 SKD | TOYOTA FORTUNER-1401 | LOW | checked up and wash | N/A | WEEKLY | IGC 00 | VEHICLE MAINTENANCE BLDG. | AVAILABLE | N/A | WORKSHOP | 6 |  | 3 | N/A | N/A | N/A | OPEN
11 | FLEET MANAGEMENT | RSAF VEHICLE | PLATE NO: 2287 TKD | TOYOTA FORTUNER-2287 | LOW | checked up and wash | N/A | WEEKLY | IGC 00 | VEHICLE MAINTENANCE BLDG. | AVAILABLE | N/A | WORKSHOP | 6 |  | 3 | N/A | N/A | N/A | OPEN
12 | FLEET MANAGEMENT | RSAF VEHICLE | PLATE NO: 2291 TKD | TOYOTA FORTUNER-2291 | LOW | checked up and wash | N/A | WEEKLY | IGC 00 | VEHICLE MAINTENANCE BLDG. | AVAILABLE | N/A | WORKSHOP | 6 |  | 3 | N/A | N/A | N/A | OPEN
13 | FLEET MANAGEMENT | RSAF VEHICLE | PLATE NO: 2296 TKD | TOYOTA FORTUNER-2296 | LOW | checked up and wash | N/A | WEEKLY | IGC 00 | VEHICLE MAINTENANCE BLDG. | AVAILABLE | N/A | WORKSHOP | 6 |  | 3 | N/A | N/A | N/A | OPEN
14 | FLEET MANAGEMENT | RSAF VEHICLE | PLATE NO: 2297 TKD | TOYOTA FORTUNER-2297 | LOW | checked up and wash | N/A | WEEKLY | IGC 00 | VEHICLE MAINTENANCE BLDG. | AVAILABLE | N/A | WORKSHOP | 6 |  | 3 | N/A | N/A | N/A | OPEN
15 | FLEET MANAGEMENT | RSAF VEHICLE | PLATE NO: 8016 RRD | TOYOTA FORTUNER-8016 | LOW | checked up and wash | N/A | WEEKLY | IGC 00 | VEHICLE MAINTENANCE BLDG. | AVAILABLE | N/A | WORKSHOP | 6 |  | 3 | N/A | N/A | N/A | OPEN
16 | FLEET MANAGEMENT | RSAF VEHICLE | PLATE NO: 8057 RKD | TOYOTA FORTUNER-8057 | LOW | checked up and wash | N/A | WEEKLY | IGC 00 | VEHICLE MAINTENANCE BLDG. | AVAILABLE | N/A | WORKSHOP | 6 |  | 3 | N/A | N/A | N/A | OPEN
17 | FLEET MANAGEMENT | RSAF VEHICLE | PLATE NO: 8061 RKD | TOYOTA FORTUNER-8061 | LOW | checked up and wash | N/A | WEEKLY | IGC 00 | VEHICLE MAINTENANCE BLDG. | AVAILABLE | N/A | WORKSHOP | 6 |  | 3 | N/A | N/A | N/A | OPEN
18 | FLEET MANAGEMENT | RSAF VEHICLE | PLATE NO: 8072 RKD | TOYOTA FORTUNER-8072 | LOW | checked up and wash | N/A | WEEKLY | IGC 00 | VEHICLE MAINTENANCE BLDG. | AVAILABLE | N/A | WORKSHOP | 6 |  | 3 | N/A | N/A | N/A | OPEN
19 | FLEET MANAGEMENT | RSAF VEHICLE | PLATE NO: 8534 RKD | TOYOTA FORTUNER-8534 | LOW | checked up and wash | N/A | WEEKLY | IGC 00 | VEHICLE MAINTENANCE BLDG. | AVAILABLE | N/A | WORKSHOP | 6 |  | 3 | N/A | N/A | N/A | OPEN
20 | FLEET MANAGEMENT | RSAF VEHICLE | PLATE NO. 6561 TRB | TOYOTA HI ACE VAN-6561 | LOW | checked up and wash | N/A | WEEKLY | IGC 00 | VEHICLE MAINTENANCE BLDG. | AVAILABLE | N/A | WORKSHOP | 6 |  | 3 | N/A | N/A | N/A | OPEN
21 | FLEET MANAGEMENT | RSAF VEHICLE | PLATE NO. 6584 TRB | TOYOTA HI ACE VAN-6584 | LOW | checked up and wash | N/A | WEEKLY | IGC 00 | VEHICLE MAINTENANCE BLDG. | AVAILABLE | N/A | WORKSHOP | 6 |  | 3 | N/A | N/A | N/A | OPEN
22 | FLEET MANAGEMENT | RSAF VEHICLE | PLATE NO. 7251 TRB | TOYOTA HI ACE VAN-7251 | LOW | checked up and wash | N/A | WEEKLY | IGC 00 | VEHICLE MAINTENANCE BLDG. | AVAILABLE | N/A | WORKSHOP | 6 |  | 3 | N/A | N/A | N/A | OPEN
23 | FLEET MANAGEMENT | RSAF VEHICLE | PLATE NO. 7252 TRB | TOYOTA HI ACE VAN-7252 | LOW | checked up and wash | N/A | WEEKLY | IGC 00 | VEHICLE MAINTENANCE BLDG. | AVAILABLE | N/A | WORKSHOP | 6 |  | 3 | N/A | N/A | N/A | OPEN
24 | FLEET MANAGEMENT | RSAF VEHICLE | PLATE NO. 7257 TRB | TOYOTA HI ACE VAN-7257 | LOW | checked up and wash | N/A | WEEKLY | IGC 00 | VEHICLE MAINTENANCE BLDG. | AVAILABLE | N/A | WORKSHOP | 6 |  | 3 | N/A | N/A | N/A | OPEN
25 | FLEET MANAGEMENT | RSAF VEHICLE | PLATE NO. 1547 SRB | TOYOTA LAND CRUISER-1547 | LOW | checked up and wash | N/A | WEEKLY | IGC 00 | VEHICLE MAINTENANCE BLDG. | AVAILABLE | N/A | WORKSHOP | 6 |  | 3 | N/A | N/A | N/A | OPEN
26 | FLEET MANAGEMENT | RSAF VEHICLE | PLATE NO: 1909 SRB | TOYOTA LAND CRUISER-1909 | LOW | checked up and wash | N/A | WEEKLY | IGC 00 | VEHICLE MAINTENANCE BLDG. | AVAILABLE | N/A | WORKSHOP | 6 |  | 3 | N/A | N/A | N/A | OPEN
27 | FLEET MANAGEMENT | RSAF VEHICLE | PLATE NO: 1913 SRB | TOYOTA LAND CRUISER-1913 | LOW | checked up and wash | N/A | WEEKLY | IGC 00 | VEHICLE MAINTENANCE BLDG. | AVAILABLE | N/A | WORKSHOP | 6 |  | 3 | N/A | N/A | N/A | OPEN
28 | FLEET MANAGEMENT | RSAF VEHICLE | PLATE NO: 1922 SRB | TOYOTA LAND CRUISER-1922 | LOW | checked up and wash | N/A | WEEKLY | IGC 00 | VEHICLE MAINTENANCE BLDG. | AVAILABLE | N/A | WORKSHOP | 6 |  | 3 | N/A | N/A | N/A | OPEN
29 | FLEET MANAGEMENT | RSAF VEHICLE | PLATE NO. 1934 SRB | TOYOTA LAND CRUISER-1934 | LOW | checked up and wash | N/A | WEEKLY | IGC 00 | VEHICLE MAINTENANCE BLDG. | AVAILABLE | N/A | WORKSHOP | 6 |  | 3 | N/A | N/A | N/A | OPEN
30 | FLEET MANAGEMENT | RSAF VEHICLE | PLATE NO: 1938 SRB | TOYOTA LAND CRUISER-1938 | LOW | checked up and wash | N/A | WEEKLY | IGC 00 | VEHICLE MAINTENANCE BLDG. | AVAILABLE | N/A | WORKSHOP | 6 |  | 3 | N/A | N/A | N/A | OPEN
31 | FLEET MANAGEMENT | RSAF VEHICLE | PLATE NO. 1950 SRB | TOYOTA LAND CRUISER-1950 | LOW | checked up and wash | N/A | WEEKLY | IGC 00 | VEHICLE MAINTENANCE BLDG. | AVAILABLE | N/A | N/A | 6 |  | 3 | N/A | N/A | N/A | OPEN
32 | FLEET MANAGEMENT | RSAF VEHICLE | PLATE NO: 3757 RRB | TOYOTA LAND CRUISER-3757 | LOW | checked up and wash | N/A | WEEKLY | IGC 00 | VEHICLE MAINTENANCE BLDG. | AVAILABLE | N/A | N/A | 6 |  | 3 | N/A | N/A | N/A | OPEN

## WORKSHOPS
NABATAT Monthly Preventive Maintenance Plan
PREVENTIVE MAINTENANCE (PM) FOR MONTH OF ( ( DECEMBER 2024 ) | [14 empty] | PLAN PREPARED DATE: | [5 empty] | Service Provider Signature: | [6 empty] | DACO Director Signature:
O&M CONTRACTOR SECTION | [27 empty] | DACO INSPECTOR SECTION
S.NO | System | Sub-System | Equipment Tag Number | Equipment Description | Criticality (High, Medium, Low) | PM Description | Reference check list number | PM Frequency | Work Location |  |  |  |  | Planned Details | [5 empty] | Status | Actual Details | [5 empty] | Remarks | APPROVE | REJECT | REMARKS | INSPECTOR NAME | INSPECTOR SIGNATURE
[9 empty] | FACILITY CODE | FACILITY NAME | LEVEL | ROOM # | ROOM NAME | Planned Manhours (MHrs) | Planned date | No. of Person(s) | Spare Parts required | NOTAM Required | Outage Required |  | Log Number # | Actual Manhours (MHrs) | Actual date | Actual Time | No. of Person(s) | Spare Parts Used
1 | WORKSHOPS | Equipment & Machineries | 10261 | Fan Counter Type | Low | Checking and Cleaning | N/A | MONTHLY | IGC 00 | VEHICLE MAINTENANCE BLDG. | AVAILABLE | N/A | WORKSHOP | 6 |  | 3 | N/A | N/A | N/A | OPEN
2 | WORKSHOPS | Equipment & Machineries | 10254 | Fan Counter Type | Low | Checking and Cleaning | N/A | MONTHLY | IGC 00 | VEHICLE MAINTENANCE BLDG. | AVAILABLE | N/A | WORKSHOP | 6 |  | 3 | N/A | N/A | N/A | OPEN
3 | WORKSHOPS | Equipment & Machineries | 10943 | Black Hoist | Low | Checking and Cleaning | N/A | MONTHLY | IGC 00 | VEHICLE MAINTENANCE BLDG. | AVAILABLE | N/A | WORKSHOP | 6 |  | 3 | N/A | N/A | N/A | OPEN
4 | WORKSHOPS | Equipment & Machineries | 10944 | Black Hoist | Low | Checking and Cleaning | N/A | MONTHLY | IGC 00 | VEHICLE MAINTENANCE BLDG. | AVAILABLE | N/A | WORKSHOP | 6 |  | 3 | N/A | N/A | N/A | OPEN
5 | WORKSHOPS | Equipment & Machineries | 21003 | Tire Machine Truck | Low | Checking and Cleaning | N/A | MONTHLY | IGC 00 | VEHICLE MAINTENANCE BLDG. | AVAILABLE | N/A | WORKSHOP | 6 |  | 3 | N/A | N/A | N/A | OPEN
6 | WORKSHOPS | Equipment & Machineries | 0 3192 | Drill Redial Press Drill | Low | Checking and Cleaning | N/A | MONTHLY | IGC 00 | VEHICLE MAINTENANCE BLDG. | AVAILABLE | N/A | WORKSHOP | 6 |  | 3 | N/A | N/A | N/A | OPEN
7 | WORKSHOPS | Equipment & Machineries | 58693 | Black Hoist | Low | Checking and Cleaning | N/A | MONTHLY | IGC 00 | VEHICLE MAINTENANCE BLDG. | AVAILABLE | N/A | WORKSHOP | 6 |  | 3 | N/A | N/A | N/A | OPEN
8 | WORKSHOPS | Equipment & Machineries | 0 3526 | Vise Swivel Base 4 1/2 Jaw | Low | Checking and Cleaning | N/A | MONTHLY | IGC 00 | VEHICLE MAINTENANCE BLDG. | AVAILABLE | N/A | WORKSHOP | 6 |  | 3 | N/A | N/A | N/A | OPEN
9 | WORKSHOPS | Equipment & Machineries | 0 3529 | Tire Machine Spreader | Low | Checking and Cleaning | N/A | MONTHLY | IGC 00 | VEHICLE MAINTENANCE BLDG. | AVAILABLE | N/A | WORKSHOP | 6 |  | 3 | N/A | N/A | N/A | OPEN
10 | WORKSHOPS | Equipment & Machineries | 0 3383 | Rotary Lift Jack | Low | Checking and Cleaning | N/A | MONTHLY | IGC 00 | VEHICLE MAINTENANCE BLDG. | AVAILABLE | N/A | WORKSHOP | 6 |  | 3 | N/A | N/A | N/A | OPEN
11 | WORKSHOPS | Equipment & Machineries | 11185 | Truck Double Cylinder | Low | Checking and Cleaning | N/A | MONTHLY | IGC 00 | VEHICLE MAINTENANCE BLDG. | AVAILABLE | N/A | WORKSHOP | 6 |  | 3 | N/A | N/A | N/A | OPEN
12 | WORKSHOPS | Equipment & Machineries | 58750 | Grinder Dual12" CTR Cum Pedstal | Low | Checking and Cleaning | N/A | MONTHLY | IGC 00 | VEHICLE MAINTENANCE BLDG. | AVAILABLE | N/A | WORKSHOP | 6 |  | 3 | N/A | N/A | N/A | OPEN
13 | WORKSHOPS | Equipment & Machineries | 58695 | Alignment Unit 500 tons | Low | Checking and Cleaning | N/A | MONTHLY | IGC 00 | VEHICLE MAINTENANCE BLDG. | AVAILABLE | N/A | WORKSHOP | 6 |  | 3 | N/A | N/A | N/A | OPEN
14 | WORKSHOPS | Equipment & Machineries | 0 7186 | Washer Parts | Low | Checking and Cleaning | N/A | MONTHLY | IGC 00 | VEHICLE MAINTENANCE BLDG. | AVAILABLE | N/A | WORKSHOP | 6 |  | 3 | N/A | N/A | N/A | OPEN
15 | WORKSHOPS | Equipment & Machineries | 58668 | Washer Parts | Low | Checking and Cleaning | N/A | MONTHLY | IGC 00 | VEHICLE MAINTENANCE BLDG. | AVAILABLE | N/A | WORKSHOP | 6 |  | 3 | N/A | N/A | N/A | OPEN
16 | WORKSHOPS | Equipment & Machineries | 10406 | Grinder Pedstal Mounted | Low | Checking and Cleaning | N/A | MONTHLY | IGC 00 | VEHICLE MAINTENANCE BLDG. | AVAILABLE | N/A | WORKSHOP | 6 |  | 3 | N/A | N/A | N/A | OPEN
17 | WORKSHOPS | Equipment & Machineries | 10409 | Grinder Pedstal Mounted | Low | Checking and Cleaning | N/A | MONTHLY | IGC 00 | VEHICLE MAINTENANCE BLDG. | AVAILABLE | N/A | WORKSHOP | 6 |  | 3 | N/A | N/A | N/A | OPEN
18 | WORKSHOPS | Equipment & Machineries | 83197 | Vise Swivel Athol | Low | Checking and Cleaning | N/A | MONTHLY | IGC 00 | VEHICLE MAINTENANCE BLDG. | AVAILABLE | N/A | WORKSHOP | 6 |  | 3 | N/A | N/A | N/A | OPEN
19 | WORKSHOPS | Equipment & Machineries | 0 3398 | Grinder Electric Heavy Duty | Low | Checking and Cleaning | N/A | MONTHLY | IGC 00 | VEHICLE MAINTENANCE BLDG. | AVAILABLE | N/A | WORKSHOP | 6 |  | 3 | N/A | N/A | N/A | OPEN
20 | WORKSHOPS | Equipment & Machineries | 10708 | Black Hoist | Low | Checking and Cleaning | N/A | MONTHLY | IGC 00 | VEHICLE MAINTENANCE BLDG. | AVAILABLE | N/A | WORKSHOP | 6 |  | 3 | N/A | N/A | N/A | OPEN
21 | WORKSHOPS | Equipment & Machineries | 10945 | Black Hoist | Low | Checking and Cleaning | N/A | MONTHLY | IGC 00 | VEHICLE MAINTENANCE BLDG. | AVAILABLE | N/A | WORKSHOP | 6 |  | 3 | N/A | N/A | N/A | OPEN
22 | WORKSHOPS | Equipment & Machineries | No Number | Automatic hydraulic jack | Low | Checking and Cleaning | N/A | MONTHLY | IGC 00 | VEHICLE MAINTENANCE BLDG. | AVAILABLE | N/A | WORKSHOP | 6 |  | 3 | N/A | N/A | N/A | OPEN
23 | WORKSHOPS | Equipment & Machineries | 58694 | Lift twin post truck/bus9.000 ton | Low | Checking and Cleaning | N/A | MONTHLY | IGC 00 | VEHICLE MAINTENANCE BLDG. | AVAILABLE | N/A | WORKSHOP | 6 |  | 3 | N/A | N/A | N/A | OPEN
24 | WORKSHOPS | Equipment & Machineries | 44513 | Air compressor Ingersoll | Low | Checking and Cleaning | N/A | MONTHLY | IGC 00 | VEHICLE MAINTENANCE BLDG. | AVAILABLE | N/A | WORKSHOP | 6 |  | 3 | N/A | N/A | N/A | OPEN
25 | WORKSHOPS | Equipment & Machineries | 46929 | Balancer wheel | Low | Checking and Cleaning | N/A | MONTHLY | IGC 00 | VEHICLE MAINTENANCE BLDG. | AVAILABLE | N/A | WORKSHOP | 6 |  | 3 | N/A | N/A | N/A | OPEN
26 | WORKSHOPS | Equipment & Machineries | 12601 | Vise bench top 4 1/2 jaw | Low | Checking and Cleaning | N/A | MONTHLY | IGC 00 | VEHICLE MAINTENANCE BLDG. | AVAILABLE | N/A | WORKSHOP | 6 |  | 3 | N/A | N/A | N/A | OPEN
27 | WORKSHOPS | Equipment & Machineries | 67562 | Industrial fan | Low | Checking and Cleaning | N/A | MONTHLY | IGC 00 | VEHICLE MAINTENANCE BLDG. | AVAILABLE | N/A | WORKSHOP | 6 |  | 3 | N/A | N/A | N/A | OPEN
28 | WORKSHOPS | Equipment & Machineries | 67713 | Industrial fan | Low | Checking and Cleaning | N/A | MONTHLY | IGC 00 | VEHICLE MAINTENANCE BLDG. | AVAILABLE | N/A | WORKSHOP | 6 |  | 3 | N/A | N/A | N/A | OPEN
29 | WORKSHOPS | Equipment & Machineries | 18808 | Electric motor | Low | Checking and Cleaning | N/A | MONTHLY | IGC 00 | VEHICLE MAINTENANCE BLDG. | AVAILABLE | N/A | WORKSHOP | 6 |  | 3 | N/A | N/A | N/A | OPEN
30 | WORKSHOPS | Equipment & Machineries | 58707 | Charger battery | Low | Checking and Cleaning | N/A | MONTHLY | IGC 00 | VEHICLE MAINTENANCE BLDG. | AVAILABLE | N/A | WORKSHOP | 6 |  | 3 | N/A | N/A | N/A | OPEN
31 | WORKSHOPS | Equipment & Machineries | 11350 | Air compressor | Low | Checking and Cleaning | N/A | MONTHLY | IGC 00 | VEHICLE MAINTENANCE BLDG. | AVAILABLE | N/A | WORKSHOP | 6 |  | 3 | N/A | N/A | N/A | OPEN
32 | WORKSHOPS | Equipment & Machineries | 0 3200 | Press set 75 ton double acting | Low | Checking and Cleaning | N/A | MONTHLY | IGC 00 | VEHICLE MAINTENANCE BLDG. | AVAILABLE | N/A | WORKSHOP | 6 |  | 3 | N/A | N/A | N/A | OPEN
33 | WORKSHOPS | Equipment & Machineries | 0 3201 | Press set 50 ton 72 high floor | Low | Checking and Cleaning | N/A | MONTHLY | IGC 00 | VEHICLE MAINTENANCE BLDG. | AVAILABLE | N/A | WORKSHOP | 6 |  | 3 | N/A | N/A | N/A | OPEN
34 | WORKSHOPS | Equipment & Machineries | 0 3191 | Saw horizontal bandsaw | Low | Checking and Cleaning | N/A | MONTHLY | IGC 00 | VEHICLE MAINTENANCE BLDG. | AVAILABLE | N/A | WORKSHOP | 6 |  | 3 | N/A | N/A | N/A | OPEN
35 | WORKSHOPS | Equipment & Machineries | 12116 | welding machine | Low | Checking and Cleaning | N/A | MONTHLY | IGC 00 | VEHICLE MAINTENANCE BLDG. | AVAILABLE | N/A | WORKSHOP | 6 |  | 3 | N/A | N/A | N/A | OPEN
36 | WORKSHOPS | Equipment & Machineries | 0 2737 | Stand engine overhaul | Low | Checking and Cleaning | N/A | MONTHLY | IGC 00 | VEHICLE MAINTENANCE BLDG. | AVAILABLE | N/A | WORKSHOP | 6 |  | 3 | N/A | N/A | N/A | OPEN
37 | WORKSHOPS | Equipment & Machineries | 0 3178 | Press leverage press | Low | Checking and Cleaning | N/A | MONTHLY | IGC 00 | VEHICLE MAINTENANCE BLDG. | AVAILABLE | N/A | WORKSHOP | 6 |  | 3 | N/A | N/A | N/A | OPEN
38 | WORKSHOPS | Equipment & Machineries | 0 3183 | Lathe machine gap spidle | Low | Checking and Cleaning | N/A | MONTHLY | IGC 00 | VEHICLE MAINTENANCE BLDG. | AVAILABLE | N/A | WORKSHOP | 6 |  | 3 | N/A | N/A | N/A | OPEN
39 | WORKSHOPS | Equipment & Machineries | 0 3347 | Vise bench | Low | Checking and Cleaning | N/A | MONTHLY | IGC 00 | VEHICLE MAINTENANCE BLDG. | AVAILABLE | N/A | WORKSHOP | 6 |  | 3 | N/A | N/A | N/A | OPEN
40 | WORKSHOPS | Equipment & Machineries | 0 3546 | Jack air 200 PCI | Low | Checking and Cleaning | N/A | MONTHLY | IGC 00 | VEHICLE MAINTENANCE BLDG. | AVAILABLE | N/A | WORKSHOP | 6 |  | 3 | N/A | N/A | N/A | OPEN
41 | WORKSHOPS | Equipment & Machineries | 58705 | Tester alternator | Low | Checking and Cleaning | N/A | MONTHLY | IGC 00 | VEHICLE MAINTENANCE BLDG. | AVAILABLE | N/A | WORKSHOP | 6 |  | 3 | N/A | N/A | N/A | OPEN
42 | WORKSHOPS | Equipment & Machineries | 0 3181 | Shaper mech. Type 625 | Low | Checking and Cleaning | N/A | MONTHLY | IGC 00 | VEHICLE MAINTENANCE BLDG. | AVAILABLE | N/A | WORKSHOP | 6 |  | 3 | N/A | N/A | N/A | OPEN

## STREETLIGHT WORKS
NABATAT Monthly Preventive Maintenance Plan
PREVENTIVE MAINTENANCE (PM) FOR MONTH OF ( ( DECEMBER 2024 ) | [20 empty] | SERVICE PROVIDER SIGNATURE: | [6 empty] | DACO Director Signature:
O&M CONTRACTOR SECTION | [27 empty] | DACO INSPECTOR SECTION
S.NO | System | Sub-System | Equipment Tag Number | Equipment Description | Criticality (High, Medium, Low) | PM Description | Reference check list number | PM Frequency | Work Location |  |  |  |  | Planned Details | [5 empty] | Status | Actual Details | [5 empty] | Remarks | APPROVE | REJECT | REMARKS | INSPECTOR NAME | INSPECTOR SIGNATURE
[9 empty] | FACILITY CODE | FACILITY NAME | LEVEL | ROOM # | ROOM NAME | Planned Manhours (MHrs) | Planned date | No. of Person(s) | Spare Parts required | NOTAM Required | Outage Required |  | Log Number # | Actual Manhours (MHrs) | Actual date | Actual Time | No. of Person(s) | Spare Parts Used
1 | STREETLIGHT | ENCLOSURE PROTECTIVE | 008538 | JAG00-EEC-019C | LOW | CHECKING & CLEANING | N/A | MONTHLY | JAG00 | ROADWAY/FENCE FAC | AVAILABLE | N/A | N/A | 2 |  | 2 | none | N/A | N/A | Open
2 | STREETLIGHT | PANEL CONTACTOR | 037796 | JAG00-ECP-018D | LOW | CHECKING & CLEANING | N/A | MONTHLY | JAG00 | ROADWAY/FENCE FAC | AVAILABLE | N/A | N/A | 2 |  | 2 | none | N/A | N/A | Open
3 | STREETLIGHT | PANELBOARD 220/380V | 037794 | JAG00-EPL-019C | LOW | CHECKING & CLEANING | N/A | MONTHLY | JAG00 | ROADWAY/FENCE FAC | AVAILABLE | N/A | N/A | 2 |  | 2 | none | N/A | N/A | Open
4 | STREETLIGHT | ENCLOSURE PROTECTIVE | 008550 | JAG00-EEC-001 | LOW | CHECKING & CLEANING | N/A | MONTHLY | JAG00 | ROADWAY/FENCE FAC | AVAILABLE | N/A | N/A | 2 |  | 2 | none | N/A | N/A | Open
5 | STREETLIGHT | PANEL CONTACTOR | 037799 | JAG00-ECP-001 | LOW | CHECKING & CLEANING | N/A | MONTHLY | JAG00 | ROADWAY/FENCE FAC | AVAILABLE | N/A | N/A | 2 |  | 2 | none | N/A | N/A | Open
6 | STREETLIGHT | PANELBOARD 220/380V | 037798 | JAG00-EPL-001 | LOW | CHECKING & CLEANING | N/A | MONTHLY | JAG00 | ROADWAY/FENCE FAC | AVAILABLE | N/A | N/A | 2 |  | 2 | none | N/A | N/A | Open
7 | STREETLIGHT | ENCLOSURE PROTECTIVE | 008549 | JAG00-EEC-036 | LOW | CHECKING & CLEANING | N/A | MONTHLY | JAG00 | ROADWAY/FENCE FAC | AVAILABLE | N/A | N/A | 2 |  | 2 | none | N/A | N/A | Open
8 | STREETLIGHT | PANEL CONTACTOR | 037802 | JAG00-ECP-036 | LOW | CHECKING & CLEANING | N/A | MONTHLY | JAG00 | ROADWAY/FENCE FAC | AVAILABLE | N/A | N/A | 2 |  | 2 | none | N/A | N/A | Open
9 | STREETLIGHT | PANELBOARD 220/380V | 037800 | JAG00-EPL-036 | LOW | CHECKING & CLEANING | N/A | MONTHLY | JAG00 | ROADWAY/FENCE FAC | AVAILABLE | N/A | N/A | 2 |  | 2 | none | N/A | N/A | Open
10 | STREETLIGHT | PANELBOARD 220/380V | 037801 | JAG00-EPL-036A | LOW | CHECKING & CLEANING | N/A | MONTHLY | JAG00 | ROADWAY/FENCE FAC | AVAILABLE | N/A | N/A | 2 |  | 2 | none | N/A | N/A | Open
11 | STREETLIGHT | ENCLOSURE PROTECTIVE | 008521 | JAG00-EEC-019A | LOW | CHECKING & CLEANING | N/A | MONTHLY | JAG00 | ROADWAY/FENCE FAC | AVAILABLE | N/A | N/A | 2 |  | 2 | none | N/A | N/A | Open
12 | STREETLIGHT | PANEL CONTACTOR | 037791 | JAG00-ECP-019A | LOW | CHECKING & CLEANING | N/A | MONTHLY | JAG00 | ROADWAY/FENCE FAC | AVAILABLE | N/A | N/A | 2 |  | 2 | none | N/A | N/A | Open
13 | STREETLIGHT | PANELBOARD 220/380V | 037790 | JAG00-EPL-019D | LOW | CHECKING & CLEANING | N/A | MONTHLY | JAG00 | ROADWAY/FENCE FAC | AVAILABLE | N/A | N/A | 2 |  | 2 | none | N/A | N/A | Open
14 | STREETLIGHT | PANELBOARD 220/380V | 037789 | JAG00-EPL-019B | LOW | CHECKING & CLEANING | N/A | MONTHLY | JAG00 | ROADWAY/FENCE FAC | AVAILABLE | N/A | N/A | 2 |  | 2 | none | N/A | N/A | Open
15 | STREETLIGHT | ENCLOSURE PROTECTIVE | 008522 | JAG00-EEC-019B | LOW | CHECKING & CLEANING | N/A | MONTHLY | JAG00 | ROADWAY/FENCE FAC | AVAILABLE | N/A | N/A | 2 |  | 2 | none | N/A | N/A | Open
16 | STREETLIGHT | PANEL CONTACTOR | 037785 | JAG00-ECP-019E | LOW | CHECKING & CLEANING | N/A | MONTHLY | JAG00 | ROADWAY/FENCE FAC | AVAILABLE | N/A | N/A | 2 |  | 2 | none | N/A | N/A | Open
17 | STREETLIGHT | PANELBOARD 220/380V | 037784 | JAG00-EPL-019E | LOW | CHECKING & CLEANING | N/A | MONTHLY | JAG00 | ROADWAY/FENCE FAC | AVAILABLE | N/A | N/A | 2 |  | 2 | none | N/A | N/A | Open
18 | STREETLIGHT | ENCLOSURE PROTECTIVE | 008523 | JAG00-EEC-019 | LOW | CHECKING & CLEANING | N/A | MONTHLY | JAG00 | ROADWAY/FENCE FAC | AVAILABLE | N/A | N/A | 2 |  | 2 | none | N/A | N/A | Open
19 | STREETLIGHT | PANEL CONTACTOR | 037788 | JAG00-ECP-019 | LOW | CHECKING & CLEANING | N/A | MONTHLY | JAG00 | ROADWAY/FENCE FAC | AVAILABLE | N/A | N/A | 2 |  | 2 | none | N/A | N/A | Open
20 | STREETLIGHT | PANELBOARD 220/380V | 037786 | JAG00-EPL-019 | LOW | CHECKING & CLEANING | N/A | MONTHLY | JAG00 | ROADWAY/FENCE FAC | AVAILABLE | N/A | N/A | 2 |  | 2 | none | N/A | N/A | Open
21 | STREETLIGHT | PANELBOARD 220/380V | 037787 | JAG00-EPL-019A | LOW | CHECKING & CLEANING | N/A | MONTHLY | JAG00 | ROADWAY/FENCE FAC | AVAILABLE | N/A | N/A | 2 |  | 2 | none | N/A | N/A | Open
22 | STREETLIGHT | ENCLOSURE PROTECTIVE | 008516 | JAG00-EEC-002 | LOW | CHECKING & CLEANING | N/A | MONTHLY | JAG00 | ROADWAY/FENCE FAC | AVAILABLE | N/A | N/A | 2 |  | 2 | none | N/A | N/A | Open
23 | STREETLIGHT | PANEL CONTACTOR | 037809 | JAG00-ECP-002 | LOW | CHECKING & CLEANING | N/A | MONTHLY | JAG00 | ROADWAY/FENCE FAC | AVAILABLE | N/A | N/A | 2 |  | 2 | none | N/A | N/A | Open
24 | STREETLIGHT | PANELBOARD 220/380V | 037808 | JAG00-EPL-002 | LOW | CHECKING & CLEANING | N/A | MONTHLY | JAG00 | ROADWAY/FENCE FAC | AVAILABLE | N/A | N/A | 2 |  | 2 | none | N/A | N/A | Open
25 | STREETLIGHT | ENCLOSURE PROTECTIVE | 008517 | JAG00-EEC-034 | LOW | CHECKING & CLEANING | N/A | MONTHLY | JAG00 | ROADWAY/FENCE FAC | AVAILABLE | N/A | N/A | 2 |  | 2 | none | N/A | N/A | Open
26 | STREETLIGHT | PANEL CONTACTOR | 037813 | JAG00-ECP-034 | LOW | CHECKING & CLEANING | N/A | MONTHLY | JAG00 | ROADWAY/FENCE FAC | AVAILABLE | N/A | N/A | 2 |  | 2 | none | N/A | N/A | Open
27 | STREETLIGHT | PANELBOARD 380/220V | 037812 | JAG-EPL-034 | LOW | CHECKING & CLEANING | N/A | MONTHLY | JAG00 | ROADWAY/FENCE FAC | AVAILABLE | N/A | N/A | 2 |  | 2 | none | N/A | N/A | Open
28 | STREETLIGHT | ENCLOSURE PROTECTIVE | 008518 | JAG00-EEC-033 | LOW | CHECKING & CLEANING | N/A | MONTHLY | JAG00 | ROADWAY/FENCE FAC | AVAILABLE | N/A | N/A | 2 |  | 2 | none | N/A | N/A | Open
29 | STREETLIGHT | PANEL CONTACTOR | 037823 | JAG00-ECP-033 | LOW | CHECKING & CLEANING | N/A | MONTHLY | JAG00 | ROADWAY/FENCE FAC | AVAILABLE | N/A | N/A | 2 |  | 2 | none | N/A | N/A | Open
30 | STREETLIGHT | PANELBOARD 220/380V | 037822 | JAG00-EPL-033 | LOW | CHECKING & CLEANING | N/A | MONTHLY | JAG00 | ROADWAY/FENCE FAC | AVAILABLE | N/A | N/A | 2 |  | 2 | none | N/A | N/A | Open
31 | STREETLIGHT | ENCLOSURE PROTECTIVE | 008929 | JAG00-EEC-040 | LOW | CHECKING & CLEANING | N/A | MONTHLY | JAG00 | ROADWAY/FENCE FAC | AVAILABLE | N/A | N/A | 2 |  | 2 | none | N/A | N/A | Open
32 | STREETLIGHT | PANEL CONTACTOR | 037825 | JAG00-ECP-040 | LOW | CHECKING & CLEANING | N/A | MONTHLY | JAG00 | ROADWAY/FENCE FAC | AVAILABLE | N/A | N/A | 2 |  | 2 | none | N/A | N/A | Open
33 | STREETLIGHT | PANELBOARD 220/380V | 037824 | JAG00-EPL-040 | LOW | CHECKING & CLEANING | N/A | MONTHLY | JAG00 | ROADWAY/FENCE FAC | AVAILABLE | N/A | N/A | 2 |  | 2 | none | N/A | N/A | Open
34 | STREETLIGHT | ENCLOSURE PROTECTIVE | 008920 | JAG00-EEC-041 | LOW | CHECKING & CLEANING | N/A | MONTHLY | JAG00 | ROADWAY/FENCE FAC | AVAILABLE | N/A | N/A | 2 |  | 2 | none | N/A | N/A | Open
35 | STREETLIGHT | PANEL CONTACTOR | 037827 | JAG00-ECP-041 | LOW | CHECKING & CLEANING | N/A | MONTHLY | JAG00 | ROADWAY/FENCE FAC | AVAILABLE | N/A | N/A | 2 |  | 2 | none | N/A | N/A | Open
36 | STREETLIGHT | PANELBOARD 220/380V | 037826 | JAG00-EPL-041 | LOW | CHECKING & CLEANING | N/A | MONTHLY | JAG00 | ROADWAY/FENCE FAC | AVAILABLE | N/A | N/A | 2 |  | 2 | none | N/A | N/A | Open
37 | STREETLIGHT | ENCLOSURE PROTECTIVE | 008922 | JAG00-EEC-043 | LOW | CHECKING & CLEANING | N/A | MONTHLY | JAG00 | ROADWAY/FENCE FAC | AVAILABLE | N/A | N/A | 2 |  | 2 | none | N/A | N/A | Open
38 | STREETLIGHT | PANEL CONTACTOR | 037829 | JAG00-ECP-043 | LOW | CHECKING & CLEANING | N/A | MONTHLY | JAG00 | ROADWAY/FENCE FAC | AVAILABLE | N/A | N/A | 2 |  | 2 | none | N/A | N/A | Open
39 | STREETLIGHT | PANELBOARD 220/380V | 037828 | JAG00-EPL-043 | LOW | CHECKING & CLEANING | N/A | MONTHLY | JAG00 | ROADWAY/FENCE FAC | AVAILABLE | N/A | N/A | 2 |  | 2 | none | N/A | N/A | Open
40 | STREETLIGHT | ENCLOSURE PROTECTIVE | 008928 | JAG00-EEC-044 | LOW | CHECKING & CLEANING | N/A | MONTHLY | JAG00 | ROADWAY/FENCE FAC | AVAILABLE | N/A | N/A | 2 |  | 2 | none | N/A | N/A | Open
41 | STREETLIGHT | PANEL CONTACTOR | 037831 | JAG00-ECP-044 | LOW | CHECKING & CLEANING | N/A | MONTHLY | JAG00 | ROADWAY/FENCE FAC | AVAILABLE | N/A | N/A | 2 |  | 2 | none | N/A | N/A | Open
42 | STREETLIGHT | PANELBOARD 220/380V | 037830 | JAG-EPL-044 | LOW | CHECKING & CLEANING | N/A | MONTHLY | JAG00 | ROADWAY/FENCE FAC | AVAILABLE | N/A | N/A | 2 |  | 2 | none | N/A | N/A | Open
43 | STREETLIGHT | ENCLOSURE PROTECTIVE | 008924 | JAG00-EEC-045 | LOW | CHECKING & CLEANING | N/A | MONTHLY | JAG00 | ROADWAY/FENCE FAC | AVAILABLE | N/A | N/A | 2 |  | 2 | none | N/A | N/A | Open
44 | STREETLIGHT | PANEL CONTACTOR | 037833 | JAG00-ECP-045 | LOW | CHECKING & CLEANING | N/A | MONTHLY | JAG00 | ROADWAY/FENCE FAC | AVAILABLE | N/A | N/A | 2 |  | 2 | none | N/A | N/A | Open
45 | STREETLIGHT | PANELBOARD 220/380V | 037832 | JAG00-EPL-045 | LOW | CHECKING & CLEANING | N/A | MONTHLY | JAG00 | ROADWAY/FENCE FAC | AVAILABLE | N/A | N/A | 2 |  | 2 | none | N/A | N/A | Open
46 | STREETLIGHT | ENCLOSURE PROTECTIVE | 008519 | JAG00-EEC-032 | LOW | CHECKING & CLEANING | N/A | MONTHLY | JAG00 | ROADWAY/FENCE FAC | AVAILABLE | N/A | N/A | 2 |  | 2 | none | N/A | N/A | Open
47 | STREETLIGHT | PANEL CONTACTOR | 037821 | JAG00-ECP-032 | LOW | CHECKING & CLEANING | N/A | MONTHLY | JAG00 | ROADWAY/FENCE FAC | AVAILABLE | N/A | N/A | 2 |  | 2 | none | N/A | N/A | Open
48 | STREETLIGHT | PANELBOARD 220/380V | 037820 | JAG00-EPL-032 | LOW | CHECKING & CLEANING | N/A | MONTHLY | JAG00 | ROADWAY/FENCE FAC | AVAILABLE | N/A | N/A | 2 |  | 2 | none | N/A | N/A | Open
49 | STREETLIGHT | ENCLOSURE PROTECTIVE | 008520 | JAG00-EEC-030 | LOW | CHECKING & CLEANING | N/A | MONTHLY | JAG00 | ROADWAY/FENCE FAC | AVAILABLE | N/A | N/A | 2 |  | 2 | none | N/A | N/A | Open
50 | STREETLIGHT | PANEL CONTACTOR | 037819 | JAG00-ECP-030 | LOW | CHECKING & CLEANING | N/A | MONTHLY | JAG00 | ROADWAY/FENCE FAC | AVAILABLE | N/A | N/A | 2 |  | 2 | none | N/A | N/A | Open
51 | STREETLIGHT | PANELBOARD 220/380V | 037818 | JAG00-EPL-030 | LOW | CHECKING & CLEANING | N/A | MONTHLY | JAG00 | ROADWAY/FENCE FAC | AVAILABLE | N/A | N/A | 2 |  | 2 | none | N/A | N/A | Open
52 | STREETLIGHT | ENCLOSURE PROTECTIVE | 008547 | JAG00-EEC-028 | LOW | CHECKING & CLEANING | N/A | MONTHLY | JAG00 | ROADWAY/FENCE FAC | AVAILABLE | N/A | N/A | 2 |  | 2 | none | N/A | N/A | Open
53 | STREETLIGHT | PANEL CONTACTOR | 037817 | JAG00-ECP-028 | LOW | CHECKING & CLEANING | N/A | MONTHLY | JAG00 | ROADWAY/FENCE FAC | AVAILABLE | N/A | N/A | 2 |  | 2 | none | N/A | N/A | Open
54 | STREETLIGHT | PANELBOARD 220/380V | 037816 | JAG00-EPL-028 | LOW | CHECKING & CLEANING | N/A | MONTHLY | JAG00 | ROADWAY/FENCE FAC | AVAILABLE | N/A | N/A | 2 |  | 2 | none | N/A | N/A | Open
55 | STREETLIGHT | ENCLOSURE PROTECTIVE | 008546 | JAG00-EEC-027 | LOW | CHECKING & CLEANING | N/A | MONTHLY | JAG00 | ROADWAY/FENCE FAC | AVAILABLE | N/A | N/A | 2 |  | 2 | none | N/A | N/A | Open
56 | STREETLIGHT | PANEL CONTACTOR | 037815 | JAG00-ECP-027 | LOW | CHECKING & CLEANING | N/A | MONTHLY | JAG00 | ROADWAY/FENCE FAC | AVAILABLE | N/A | N/A | 2 |  | 2 | none | N/A | N/A | Open
57 | STREETLIGHT | PANELBOARD 220/380V | 037814 | JAG00-EPL-027 | LOW | CHECKING & CLEANING | N/A | MONTHLY | JAG00 | ROADWAY/FENCE FAC | AVAILABLE | N/A | N/A | 2 |  | 2 | none | N/A | N/A | Open
58 | STREETLIGHT | ENCLOSURE PROTECTIVE | 037574 | JAG00-EEC-025A | LOW | CHECKING & CLEANING | N/A | MONTHLY | JAG00 | ROADWAY/FENCE FAC | AVAILABLE | N/A | N/A | 2 |  | 2 | none | N/A | N/A | Open
59 | STREETLIGHT | PANEL CONTACTOR | 037804 | JAG00-ECP-025A | LOW | CHECKING & CLEANING | N/A | MONTHLY | JAG00 | ROADWAY/FENCE FAC | AVAILABLE | N/A | N/A | 2 |  | 2 | none | N/A | N/A | Open
60 | STREETLIGHT | PANELBOARD 220/380V | 037803 | JAG00-EPL-025A | LOW | CHECKING & CLEANING | N/A | MONTHLY | JAG00 | ROADWAY/FENCE FAC | AVAILABLE | N/A | N/A | 2 |  | 2 | none | N/A | N/A | Open
61 | STREETLIGHT | PANEL CONTACTOR | 037806 | JAG00-ECP-025 | LOW | CHECKING & CLEANING | N/A | MONTHLY | JAG00 | ROADWAY/FENCE FAC | AVAILABLE | N/A | N/A | 2 |  | 2 | none | N/A | N/A | Open
62 | STREETLIGHT | PANEL CONTACTOR | 037807 | JAG00-ECP-025C | LOW | CHECKING & CLEANING | N/A | MONTHLY | JAG00 | ROADWAY/FENCE FAC | AVAILABLE | N/A | N/A | 2 |  | 2 | none | N/A | N/A | Open
63 | STREETLIGHT | PANELBOARD 220/380V | 037805 | JAG00-EPL-025 | LOW | CHECKING & CLEANING | N/A | MONTHLY | JAG00 | ROADWAY/FENCE FAC | AVAILABLE | N/A | N/A | 2 |  | 2 | none | N/A | N/A | Open
64 | STREETLIGHT | ENCLOSURE PROTECTIVE | 008544 | JAG00-EEC-024 | LOW | CHECKING & CLEANING | N/A | MONTHLY | JAG00 | ROADWAY/FENCE FAC | AVAILABLE | N/A | N/A | 2 |  | 2 | none | N/A | N/A | Open
65 | STREETLIGHT | PANEL CONTACTOR | 037770 | JAG00-ECP-024 | LOW | CHECKING & CLEANING | N/A | MONTHLY | JAG00 | ROADWAY/FENCE FAC | AVAILABLE | N/A | N/A | 2 |  | 2 | none | N/A | N/A | Open
66 | STREETLIGHT | PANELBOARD 220/380V | 037769 | JAG-EPL-024 | LOW | CHECKING & CLEANING | N/A | MONTHLY | JAG00 | ROADWAY/FENCE FAC | AVAILABLE | N/A | N/A | 2 |  | 2 | none | N/A | N/A | Open
67 | STREETLIGHT | ENCLOSURE PROTECTIVE | 008513 | JAG00-EEC-022 | LOW | CHECKING & CLEANING | N/A | MONTHLY | JAG00 | ROADWAY/FENCE FAC | AVAILABLE | N/A | N/A | 2 |  | 2 | none | N/A | N/A | Open
68 | STREETLIGHT | PANEL CONTACTOR | 037793 | JAG00-ECP-022 | LOW | CHECKING & CLEANING | N/A | MONTHLY | JAG00 | ROADWAY/FENCE FAC | AVAILABLE | N/A | N/A | 2 |  | 2 | none | N/A | N/A | Open
69 | STREETLIGHT | PANELBOARD 220/380V | 037792 | JAG00-EPL-022 | LOW | CHECKING & CLEANING | N/A | MONTHLY | JAG00 | ROADWAY/FENCE FAC | AVAILABLE | N/A | N/A | 2 |  | 2 | none | N/A | N/A | Open
70 | STREETLIGHT | ENCLOSURE PROTECTIVE | 008539 | JAG00-EEC-018 | LOW | CHECKING & CLEANING | N/A | MONTHLY | JAG00 | ROADWAY/FENCE FAC | AVAILABLE | N/A | N/A | 2 |  | 2 | none | N/A | N/A | Open
71 | STREETLIGHT | PANEL CONTACTOR | 037778 | JAG00-ECP-018B | LOW | CHECKING & CLEANING | N/A | MONTHLY | JAG00 | ROADWAY/FENCE FAC | AVAILABLE | N/A | N/A | 2 |  | 2 | none | N/A | N/A | Open
72 | STREETLIGHT | PANELBOARD 220/380V | 037780 | JAG00-EPL-018A | LOW | CHECKING & CLEANING | N/A | MONTHLY | JAG00 | ROADWAY/FENCE FAC | AVAILABLE | N/A | N/A | 2 |  | 2 | none | N/A | N/A | Open
73 | STREETLIGHT | PANELBOARD 220/380V | 037777 | JAG00-EPL-018 | LOW | CHECKING & CLEANING | N/A | MONTHLY | JAG00 | ROADWAY/FENCE FAC | AVAILABLE | N/A | N/A | 2 |  | 2 | none | N/A | N/A | Open
74 | STREETLIGHT | PANELBOARD 220/380V | 037779 | JAG00-EPL-018B | LOW | CHECKING & CLEANING | N/A | MONTHLY | JAG00 | ROADWAY/FENCE FAC | AVAILABLE | N/A | N/A | 2 |  | 2 | none | N/A | N/A | Open
75 | STREETLIGHT | ENCLOSURE PROTECTIVE | 008540 | JAG00-EEC-014 | LOW | CHECKING & CLEANING | N/A | MONTHLY | JAG00 | ROADWAY/FENCE FAC | AVAILABLE | N/A | N/A | 2 |  | 2 | none | N/A | N/A | Open
76 | STREETLIGHT | PANEL CONTACTOR | 037775 | JAG00-ECP-014 | LOW | CHECKING & CLEANING | N/A | MONTHLY | JAG00 | ROADWAY/FENCE FAC | AVAILABLE | N/A | N/A | 2 |  | 2 | none | N/A | N/A | Open
77 | STREETLIGHT | PANELBOARD 220/380V | 037774 | JAG00-EPL-014 | LOW | CHECKING & CLEANING | N/A | MONTHLY | JAG00 | ROADWAY/FENCE FAC | AVAILABLE | N/A | N/A | 2 |  | 2 | none | N/A | N/A | Open
78 | STREETLIGHT | ENCLOSURE PROTECTIVE | 008541 | JAG00-ECC-018A | LOW | CHECKING & CLEANING | N/A | MONTHLY | JAG00 | ROADWAY/FENCE FAC | AVAILABLE | N/A | N/A | 2 |  | 2 | none | N/A | N/A | Open
79 | STREETLIGHT | PANEL CONTACTOR | 037781 | JAG00-ECP-018A | LOW | CHECKING & CLEANING | N/A | MONTHLY | JAG00 | ROADWAY/FENCE FAC | AVAILABLE | N/A | N/A | 2 |  | 2 | none | N/A | N/A | Open
80 | STREETLIGHT | PANEL CONTACTOR | 037783 | JAG00-EPL-018C | LOW | CHECKING & CLEANING | N/A | MONTHLY | JAG00 | ROADWAY/FENCE FAC | AVAILABLE | N/A | N/A | 2 |  | 2 | none | N/A | N/A | Open
81 | STREETLIGHT | PANELBOARD 220/380V | 037780 | JAG00-EPL-018A | LOW | CHECKING & CLEANING | N/A | MONTHLY | JAG00 | ROADWAY/FENCE FAC | AVAILABLE | N/A | N/A | 2 |  | 2 | none | N/A | N/A | Open
82 | STREETLIGHT | PANEL CONTACTOR | 037778 | JAG00-ECP-018B | LOW | CHECKING & CLEANING | N/A | MONTHLY | JAG00 | ROADWAY/FENCE FAC | AVAILABLE | N/A | N/A | 2 |  | 2 | none | N/A | N/A | Open
83 | STREETLIGHT | ENCLOSURE PROTECTIVE | 008543 | JAG00-EEC-013 | LOW | CHECKING & CLEANING | N/A | MONTHLY | JAG00 | ROADWAY/FENCE FAC | AVAILABLE | N/A | N/A | 2 |  | 2 | none | N/A | N/A | Open
84 | STREETLIGHT | PANEL CONTACTOR | 037766 | JAG00-ECP-013 | LOW | CHECKING & CLEANING | N/A | MONTHLY | JAG00 | ROADWAY/FENCE FAC | AVAILABLE | N/A | N/A | 2 |  | 2 | none | N/A | N/A | Open
85 | STREETLIGHT | PANELBOARD 220/380V | 037765 | JAG-EPL-013 | LOW | CHECKING & CLEANING | N/A | MONTHLY | JAG00 | ROADWAY/FENCE FAC | AVAILABLE | N/A | N/A | 2 |  | 2 | none | N/A | N/A | Open

## IRRIGATION
NABATAT Monthly Preventive Maintenance Plan
PREVENTIVE MAINTENANCE (PM) FOR MONTH OF ( ( DECEMBER 2024 ) | [14 empty] | PLAN PREPARED DATE: | [5 empty] | Service Provider Signature: | [6 empty] | DACO Director Signature:
O&M CONTRACTOR SECTION | [27 empty] | DACO INSPECTOR SECTION
S.NO | System | Sub-System | Equipment Tag Number | Equipment Description | Criticality (High, Medium, Low) | PM Description | Reference check list number | PM Frequency | Work Location |  |  |  |  | Planned Details | [5 empty] | Status | Actual Details | [5 empty] | Remarks | APPROVE | REJECT | REMARKS | INSPECTOR NAME | INSPECTOR SIGNATURE
[9 empty] | FACILITY CODE | FACILITY NAME | LEVEL | ROOM # | ROOM NAME | Planned Manhours (MHrs) | Planned date | No. of Person(s) | Spare Parts required | NOTAM Required | Outage Required |  | Log Number # | Actual Manhours (MHrs) | Actual date | Actual Time | No. of Person(s) | Spare Parts Used
1 | Irrigation | PUMP | NO MMS | JOCKEY PUMP | Low | CHECKING CLEANING |  | MONTHLY | UFB 00 | Irrigation Building | AVAILABLE | IRRIGATION ROOM | N/A | 4 |  | 2 | N/A | N/A | N/A | OPEN
2 | Irrigation | PUMP | NO MMS | JOCKEY PUMP | Low | CHECKING CLEANING |  | MONTHLY | UFB 00 | Irrigation Building | AVAILABLE | IRRIGATION ROOM | N/A | 4 |  | 2 | N/A | N/A | N/A | OPEN
3 | Irrigation | VALVES | 001009 | BACKWASH VALVE # 1 | Low | CHECKING CLEANING |  | MONTHLY | UFB 00 | Irrigation Building | AVAILABLE | IRRIGATION ROOM | N/A | 4 |  | 2 | N/A | N/A | N/A | OPEN
4 | Irrigation | VALVES | 001009 | BACKWASH VALVE # 2 | Low | CHECKING CLEANING |  | MONTHLY | UFB 00 | Irrigation Building | AVAILABLE | IRRIGATION ROOM | N/A | 4 |  | 2 | N/A | N/A | N/A | OPEN
5 | Irrigation | VALVES | 001917 | BACKWASH VALVE # 3 | Low | CHECKING CLEANING |  | MONTHLY | UFB 00 | Irrigation Building | AVAILABLE | IRRIGATION ROOM | N/A | 4 |  | 2 | N/A | N/A | N/A | OPEN
6 | Irrigation | VALVES | 001910 | BACKWASH VALVE # 4 | Low | CHECKING CLEANING |  | MONTHLY | UFB 00 | Irrigation Building | AVAILABLE | IRRIGATION ROOM | N/A | 4 |  | 2 | N/A | N/A | N/A | OPEN
7 | Irrigation | VALVES | 001911 | BACKWASH VALVE # 5 | Low | CHECKING CLEANING |  | MONTHLY | UFB 00 | Irrigation Building | AVAILABLE | IRRIGATION ROOM | N/A | 4 |  | 2 | N/A | N/A | N/A | OPEN
8 | Irrigation | VALVES | 001918 | BACKWASH VALVE # 6 | Low | CHECKING CLEANING |  | MONTHLY | UFB 00 | Irrigation Building | AVAILABLE | IRRIGATION ROOM | N/A | 4 |  | 2 | N/A | N/A | N/A | OPEN
9 | Irrigation | VALVES | 001910 | BACKWASH VALVE # 7 | Low | CHECKING CLEANING |  | MONTHLY | UFB 00 | Irrigation Building | AVAILABLE | IRRIGATION ROOM | N/A | 4 |  | 2 | N/A | N/A | N/A | OPEN
10 | Irrigation | VALVES | 001916 | BACKWASH VALVE # 8 | Low | CHECKING CLEANING |  | MONTHLY | UFB 00 | Irrigation Building | AVAILABLE | IRRIGATION ROOM | N/A | 4 |  | 2 | N/A | N/A | N/A | OPEN
11 | Irrigation | VALVES | 001937 | BACKWASH VALVE # 9 | Low | CHECKING CLEANING |  | MONTHLY | UFB 00 | Irrigation Building | AVAILABLE | IRRIGATION ROOM | N/A | 4 |  | 2 | N/A | N/A | N/A | OPEN
12 | Irrigation | VALVES | 001947 | IRRIGATION PUMP VALVE # 1 | Low | CHECKING CLEANING |  | MONTHLY | UFB 00 | Irrigation Building | AVAILABLE | IRRIGATION ROOM | N/A | 4 |  | 2 | N/A | N/A | N/A | OPEN
13 | Irrigation | VALVES | NO MMS | IRRIGATION PUMP VALVE # 2 | Low | CHECKING CLEANING |  | MONTHLY | UFB 00 | Irrigation Building | AVAILABLE | IRRIGATION ROOM | N/A | 4 |  | 2 | N/A | N/A | N/A | OPEN
14 | Irrigation | VALVES | NO MMS | IRRIGATION PUMP VALVE # 3 | Low | CHECKING CLEANING |  | MONTHLY | UFB 00 | Irrigation Building | AVAILABLE | IRRIGATION ROOM | N/A | 4 |  | 2 | N/A | N/A | N/A | OPEN
15 | Irrigation | VALVES | NO MMS | IRRIGATION PUMP VALVE # 4 | Low | CHECKING CLEANING |  | MONTHLY | UFB 00 | Irrigation Building | AVAILABLE | IRRIGATION ROOM | N/A | 4 |  | 2 | N/A | N/A | N/A | OPEN
16 | Irrigation | VALVES | NO MMS | IRRIGATION PUMP VALVE # 5 | Low | CHECKING CLEANING |  | MONTHLY | UFB 00 | Irrigation Building | AVAILABLE | IRRIGATION ROOM | N/A | 4 |  | 2 | N/A | N/A | N/A | OPEN
17 | Irrigation | VALVES | 001944 | IRRIGATION PUMP VALVE # 6 | Low | CHECKING CLEANING |  | MONTHLY | UFB 00 | Irrigation Building | AVAILABLE | IRRIGATION ROOM | N/A | 4 |  | 2 | N/A | N/A | N/A | OPEN
18 | Irrigation | VALVES | 001078 | NURSERY PUMP VALVE # 1 | Low | CHECKING CLEANING |  | MONTHLY | UFB 00 | Irrigation Building | AVAILABLE | IRRIGATION ROOM | N/A | 4 |  | 2 | N/A | N/A | N/A | OPEN
19 | Irrigation | VALVES | NO MMS | NURSERY PUMP VALVE # 2 | Low | CHECKING CLEANING |  | MONTHLY | UFB 00 | Irrigation Building | AVAILABLE | IRRIGATION ROOM | N/A | 4 |  | 2 | N/A | N/A | N/A | OPEN
20 | Irrigation | VALVES | NO MMS | NURSERY PUMP VALVE # 3 | Low | CHECKING CLEANING |  | MONTHLY | UFB 00 | Irrigation Building | AVAILABLE | IRRIGATION ROOM | N/A | 4 |  | 2 | N/A | N/A | N/A | OPEN
21 | Irrigation | VALVES | NO MMS | NURSERY PUMP VALVE # 4 | Low | CHECKING CLEANING |  | MONTHLY | UFB 00 | Irrigation Building | AVAILABLE | IRRIGATION ROOM | N/A | 4 |  | 2 | N/A | N/A | N/A | OPEN
22 | Irrigation | VALVES | NO MMS | NURSERY PUMP VALVE # 5 | Low | CHECKING CLEANING |  | MONTHLY | UFB 00 | Irrigation Building | AVAILABLE | IRRIGATION ROOM | N/A | 4 |  | 2 | N/A | N/A | N/A | OPEN
23 | Irrigation | VALVES | NO MMS | NURSERY PUMP VALVE # 6 | Low | CHECKING CLEANING |  | MONTHLY | UFB 00 | Irrigation Building | AVAILABLE | IRRIGATION ROOM | N/A | 4 |  | 2 | N/A | N/A | N/A | OPEN
24 | Irrigation | PUMP | 002447 | PUMP # 1 | Low | CHECKING CLEANING |  | MONTHLY | UFA 01 | IRRIGATION PUMP HOUSE | AVAILABLE | PUMPHOUSE | N/A | 4 |  | 2 | N/A | N/A | N/A | OPEN
25 | Irrigation | PUMP | 002405 | PUMP # 2 | Low | CHECKING CLEANING |  | MONTHLY | UFA 01 | IRRIGATION PUMP HOUSE | AVAILABLE | PUMPHOUSE | N/A | 4 |  | 2 | N/A | N/A | N/A | OPEN
26 | Irrigation | PUMP | 002407 | PUMP # 3 | Low | CHECKING CLEANING |  | MONTHLY | UFA 01 | IRRIGATION PUMP HOUSE | AVAILABLE | PUMPHOUSE | N/A | 4 |  | 2 | N/A | N/A | N/A | OPEN
27 | Irrigation | PUMP | 002440 | PUMP # 4 | Low | CHECKING CLEANING |  | MONTHLY | UFA 01 | IRRIGATION PUMP HOUSE | AVAILABLE | PUMPHOUSE | N/A | 4 |  | 2 | N/A | N/A | N/A | OPEN
28 | Irrigation | VALVES | 002441 | TANK VALVE # 1 | Low | CHECKING CLEANING |  | MONTHLY | UFA 01 | IRRIGATION PUMP HOUSE | AVAILABLE | PUMPHOUSE | N/A | 4 |  | 2 | N/A | N/A | N/A | OPEN
29 | Irrigation | VALVES | 002444 | TANK VALVE # 2 | Low | CHECKING CLEANING |  | MONTHLY | UFA 01 | IRRIGATION PUMP HOUSE | AVAILABLE | PUMPHOUSE | N/A | 4 |  | 2 | N/A | N/A | N/A | OPEN
30 | Irrigation | VALVES | 002448 | TANK VALVE # 3 | Low | CHECKING CLEANING |  | MONTHLY | UFA 01 | IRRIGATION PUMP HOUSE | AVAILABLE | PUMPHOUSE | N/A | 4 |  | 2 | N/A | N/A | N/A | OPEN
31 | Irrigation | VALVES | 002413 | TANK VALVE # 4 | Low | CHECKING CLEANING |  | MONTHLY | UFA 01 | IRRIGATION PUMP HOUSE | AVAILABLE | PUMPHOUSE | N/A | 4 |  | 2 | N/A | N/A | N/A | OPEN
32 | Irrigation | VALVES | 002411 | TANK VALVE # 5 | Low | CHECKING CLEANING |  | MONTHLY | UFA 01 | IRRIGATION PUMP HOUSE | AVAILABLE | PUMPHOUSE | N/A | 4 |  | 2 | N/A | N/A | N/A | OPEN
33 | Irrigation | VALVES | 002412 | TANK VALVE # 6 | Low | CHECKING CLEANING |  | MONTHLY | UFA 01 | IRRIGATION PUMP HOUSE | AVAILABLE | PUMPHOUSE | N/A | 4 |  | 2 | N/A | N/A | N/A | OPEN
34 | Irrigation | VALVES | 002569 | WELL PUMP VALVE # 1 | Low | CHECKING CLEANING |  | MONTHLY | UFA 01 | IRRIGATION PUMP HOUSE | AVAILABLE | PUMPHOUSE | N/A | 4 |  | 2 | N/A | N/A | N/A | OPEN
35 | Irrigation | VALVES | 002598 | WELL PUMP VALVE # 2 | Low | CHECKING CLEANING |  | MONTHLY | UFA 01 | IRRIGATION PUMP HOUSE | AVAILABLE | PUMPHOUSE | N/A | 4 |  | 2 | N/A | N/A | N/A | OPEN
36 | Irrigation | VALVES | 002585 | WELL PUMP VALVE # 3 | Low | CHECKING CLEANING |  | MONTHLY | UFA 01 | IRRIGATION PUMP HOUSE | AVAILABLE | PUMPHOUSE | N/A | 4 |  | 2 | N/A | N/A | N/A | OPEN
37 | Irrigation | VALVES | 002587 | WELL PUMP VALVE # 4 | Low | CHECKING CLEANING |  | MONTHLY | UFA 01 | IRRIGATION PUMP HOUSE | AVAILABLE | PUMPHOUSE | N/A | 4 |  | 2 | N/A | N/A | N/A | OPEN
38 | Irrigation | VALVES | 002584 | UBB VALVE # 1 | Low | CHECKING CLEANING |  | MONTHLY | UFA 01 | IRRIGATION PUMP HOUSE | AVAILABLE | PUMPHOUSE | N/A | 4 |  | 2 | N/A | N/A | N/A | OPEN
39 | Irrigation | VALVES | 002586 | UBB VALVE # 2 | Low | CHECKING CLEANING |  | MONTHLY | UFA 01 | IRRIGATION PUMP HOUSE | AVAILABLE | PUMPHOUSE | N/A | 4 |  | 2 | N/A | N/A | N/A | OPEN
40 | Irrigation | VALVES | 002582 | UBB VALVE # 3 | Low | CHECKING CLEANING |  | MONTHLY | UFA 01 | IRRIGATION PUMP HOUSE | AVAILABLE | PUMPHOUSE | N/A | 4 |  | 2 | N/A | N/A | N/A | OPEN
41 | Irrigation | VALVES | 002583 | STP VALVE # 1 | Low | CHECKING CLEANING |  | MONTHLY | UFA 01 | IRRIGATION PUMP HOUSE | AVAILABLE | PUMPHOUSE | N/A | 4 |  | 2 | N/A | N/A | N/A | OPEN
42 | Irrigation | VALVES | 002580 | STP VALVE # 2 | Low | CHECKING CLEANING |  | MONTHLY | UFA 01 | IRRIGATION PUMP HOUSE | AVAILABLE | PUMPHOUSE | N/A | 4 |  | 2 | N/A | N/A | N/A | OPEN
43 | Irrigation | VALVES | 002578 | STP VALVE # 3 | Low | CHECKING CLEANING |  | MONTHLY | UFA 01 | IRRIGATION PUMP HOUSE | AVAILABLE | PUMPHOUSE | N/A | 4 |  | 2 | N/A | N/A | N/A | OPEN
44 | Irrigation | VALVES | 002577 | STP VALVE # 4 | Low | CHECKING CLEANING |  | MONTHLY | UFA 01 | IRRIGATION PUMP HOUSE | AVAILABLE | PUMPHOUSE | N/A | 4 |  | 2 | N/A | N/A | N/A | OPEN
45 | Irrigation | VALVES | 002558 | IRRIGATION VALVE # 1 | Low | CHECKING CLEANING |  | MONTHLY | UFA 01 | IRRIGATION PUMP HOUSE | AVAILABLE | PUMPHOUSE | N/A | 4 |  | 2 | N/A | N/A | N/A | OPEN
46 | Irrigation | VALVES | 002564 | IRRIGATION VALVE # 2 | Low | CHECKING CLEANING |  | MONTHLY | UFA 01 | IRRIGATION PUMP HOUSE | AVAILABLE | PUMPHOUSE | N/A | 4 |  | 2 | N/A | N/A | N/A | OPEN
47 | Irrigation | VALVES | 002563 | IRRIGATION VALVE # 3 | Low | CHECKING CLEANING |  | MONTHLY | UFA 01 | IRRIGATION PUMP HOUSE | AVAILABLE | PUMPHOUSE | N/A | 4 |  | 2 | N/A | N/A | N/A | OPEN
48 | Irrigation | VALVES | 002565 | IRRIGATION VALVE # 4 | Low | CHECKING CLEANING |  | MONTHLY | UFA 01 | IRRIGATION PUMP HOUSE | AVAILABLE | PUMPHOUSE | N/A | 4 |  | 2 | N/A | N/A | N/A | OPEN
49 | Irrigation | VALVES | 002561 | IRRIGATION VALVE # 5 | Low | CHECKING CLEANING |  | MONTHLY | UFA 01 | IRRIGATION PUMP HOUSE | AVAILABLE | PUMPHOUSE | N/A | 4 |  | 2 | N/A | N/A | N/A | OPEN

## NURSERY-ELECTRICAL
NABATAT Monthly Preventive Maintenance Plan
PREVENTIVE MAINTENANCE (PM) FOR MONTH OF ( ( DECEMBER 2024 ) | [14 empty] | PLAN PREPARED DATE: | [5 empty] | Service Provider Signature: | [6 empty] | DACO Director Signature:
O&M CONTRACTOR SECTION | [27 empty] | DACO INSPECTOR SECTION
S.NO | System | Sub-System | Equipment Tag Number | Equipment Description | Criticality (High, Medium, Low) | PM Description | Reference check list number | PM Frequency | Work Location |  |  |  |  | Planned Details | [5 empty] | Status | Actual Details | [5 empty] | Remarks | APPROVE | REJECT | REMARKS | INSPECTOR NAME | INSPECTOR SIGNATURE
[9 empty] | FACILITY CODE | FACILITY NAME | LEVEL | ROOM # | ROOM NAME | Planned Manhours (MHrs) | Planned date | No. of Person(s) | Spare Parts required | NOTAM Required | Outage Required |  | Log Number # | Actual Manhours (MHrs) | Actual date | Actual Time | No. of Person(s) | Spare Parts Used
1 | NURSERY-ELECTRICAL | NURSERY & GREENHOUSES | 041032 | NURSERY-PPM-PANELBOARD 110/220V -041032 | Low | Checking & cleaning | N/A | MONTHLY | JCD00 | OUTSIDE | AVAILABLE | N/A | N/A | 4 |  | 2 | N/A | N/A | N/A | OPEN
2 | NURSERY-ELECTRICAL | NURSERY & GREENHOUSES | 007880 | NURSERY-PPM-PANELBOARD 110/220V-007880 | Low | Checking & cleaning | N/A | MONTHLY | JCD01 | HEAD HOUSE | AVAILABLE | N/A | N/A | 4 |  | 2 | N/A | N/A | N/A | OPEN
3 | NURSERY-ELECTRICAL | NURSERY & GREENHOUSES | 007601 | NURSERY-PPM-PANELBOARD 110/220V -007601 | Low | Checking & cleaning | N/A | MONTHLY | JCD01 | HEAD HOUSE | AVAILABLE | N/A | N/A | 4 |  | 2 | N/A | N/A | N/A | OPEN
4 | NURSERY-ELECTRICAL | NURSERY & GREENHOUSES | 007881 | NURSERY-PPM-PANELBOARD 220/380V -007881 | Low | Checking & cleaning | N/A | MONTHLY | JCD01 | HEAD HOUSE | AVAILABLE | N/A | N/A | 4 |  | 2 | N/A | N/A | N/A | OPEN
5 | NURSERY-ELECTRICAL | NURSERY & GREENHOUSES | 007645 | NURSERY-PPM-PANELBOARD 220/380V -007645 | Low | Checking & cleaning | N/A | MONTHLY | JCD01 | HEAD HOUSE | AVAILABLE | N/A | N/A | 4 |  | 2 | N/A | N/A | N/A | OPEN
6 | NURSERY-ELECTRICAL | NURSERY & GREENHOUSES | 007886 | NURSERY-PPM-PANELBOARD 220/380V -007886 | Low | Checking & cleaning | N/A | MONTHLY | JCD01 | HEAD HOUSE | AVAILABLE | N/A | N/A | 4 |  | 2 | N/A | N/A | N/A | OPEN
7 | NURSERY-ELECTRICAL | NURSERY & GREENHOUSES | 007879 | NURSERY-PPM-TRANSFORMER, 45 KVA -007879 | Low | Checking & cleaning | N/A | MONTHLY | JCD01 | HEAD HOUSE | AVAILABLE | N/A | N/A | 4 |  | 2 | N/A | N/A | N/A | OPEN
8 | NURSERY-ELECTRICAL | NURSERY & GREENHOUSES | 007810 | NURSERY-PPM-PANELBOARD 220/380V -007810 | Low | Checking & cleaning | N/A | MONTHLY | JCD02 | UNIT #5 | AVAILABLE | N/A | N/A | 4 |  | 2 | N/A | N/A | N/A | OPEN
9 | NURSERY-ELECTRICAL | NURSERY & GREENHOUSES | 007816 | NURSERY-PPM-PANELBOARD 110/220V-007816 | Low | Checking & cleaning | N/A | MONTHLY | JCD03 | UNIT #8 | AVAILABLE | N/A | N/A | 4 |  | 2 | N/A | N/A | N/A | OPEN
10 | NURSERY-ELECTRICAL | NURSERY & GREENHOUSES | 007815 | NURSERY-PPM-PANELBOARD 220/380V -007815 | Low | Checking & cleaning | N/A | MONTHLY | JCD03 | UNIT #8 | AVAILABLE | N/A | N/A | 4 |  | 2 | N/A | N/A | N/A | OPEN
11 | NURSERY-ELECTRICAL | NURSERY & GREENHOUSES | 007844 | NURSERY-PPM-BOX ZONE CONTROL -007844 | Low | Checking & cleaning | N/A | MONTHLY | JCD01 | UNIT #1 | AVAILABLE | N/A | N/A | 4 |  | 2 | N/A | N/A | N/A | OPEN
12 | NURSERY-ELECTRICAL | NURSERY & GREENHOUSES | 007845 | NURSERY-PPM-BOX ZONE CONTROL-007845 | Low | Checking & cleaning | N/A | MONTHLY | JCD01 | UNIT #1 | AVAILABLE | N/A | N/A | 4 |  | 2 | N/A | N/A | N/A | OPEN
13 | NURSERY-ELECTRICAL | NURSERY & GREENHOUSES | 007839 | NURSERY-PPM-BOX ZONE CONTROL-007839 | Low | Checking & cleaning | N/A | MONTHLY | JCD01 | UNIT #2 | AVAILABLE | N/A | N/A | 4 |  | 2 | N/A | N/A | N/A | OPEN
14 | NURSERY-ELECTRICAL | NURSERY & GREENHOUSES | 007840 | NURSERY-PPM-BOX ZONE CONTROL-007840 | Low | Checking & cleaning | N/A | MONTHLY | JCD01 | UNIT #2 | AVAILABLE | N/A | N/A | 4 |  | 2 | N/A | N/A | N/A | OPEN
15 | NURSERY-ELECTRICAL | NURSERY & GREENHOUSES | 007833 | NURSERY-PPM-BOX ZONE CONTROL -007833 | Low | Checking & cleaning | N/A | MONTHLY | JCD01 | UNIT #3 | AVAILABLE | N/A | N/A | 4 |  | 2 | N/A | N/A | N/A | OPEN
16 | NURSERY-ELECTRICAL | NURSERY & GREENHOUSES | 007834 | NURSERY-PPM-BOX ZONE CONTROL-007834 | Low | Checking & cleaning | N/A | MONTHLY | JCD01 | UNIT #3 | AVAILABLE | N/A | N/A | 4 |  | 2 | N/A | N/A | N/A | OPEN
17 | NURSERY-ELECTRICAL | NURSERY & GREENHOUSES | 033197 | NURSERY-PPM-GENERATOR STEAM LP -033197 | Low | Checking & cleaning | N/A | MONTHLY | JCD00 | OUTSIDE | AVAILABLE | N/A | N/A | 4 |  | 2 | N/A | N/A | N/A | OPEN
18 | NURSERY-ELECTRICAL | NURSERY & GREENHOUSES | 033196 | NURSERY-PPM-GENERATOR STEAM LP-033196 | Low | Checking & cleaning | N/A | MONTHLY | JCD00 | OUTSIDE | AVAILABLE | N/A | N/A | 4 |  | 2 | N/A | N/A | N/A | OPEN
19 | NURSERY-ELECTRICAL | NURSERY & GREENHOUSES | 007882 | NURSERY-PPM-PANEL MOTOR CONTROL-007882 | Low | Checking & cleaning | N/A | MONTHLY | JCD01 | HEAD HOUSE | AVAILABLE | N/A | N/A | 4 |  | 2 | N/A | N/A | N/A | OPEN
20 | NURSERY-ELECTRICAL | NURSERY & GREENHOUSES | 007827 | NURSERY-PPM-PANEL MOTOR CONTROL-007827 | Low | Checking & cleaning | N/A | MONTHLY | JCD02 | GREEN/H #5 | AVAILABLE | N/A | N/A | 4 |  | 2 | N/A | N/A | N/A | OPEN
21 | NURSERY-ELECTRICAL | NURSERY & GREENHOUSES | 033195 | NURSERY-PPM-ROTORY LOW BLOWER-033195 | Low | Checking & cleaning | N/A | MONTHLY | JCD00 | NURSERY | AVAILABLE | N/A | N/A | 4 |  | 2 | N/A | N/A | N/A | OPEN
22 | NURSERY-ELECTRICAL | NURSERY & GREENHOUSES | 033194 | NURSERY-PPM-ROTORY LOW BLOWER -033194 | Low | Checking & cleaning | N/A | MONTHLY | JCD00 | NURSERY | AVAILABLE | N/A | N/A | 4 |  | 2 | N/A | N/A | N/A | OPEN
23 | NURSERY-ELECTRICAL | NURSERY & GREENHOUSES | 009137 | NURSERY-PPM-SYSTEM ELEC CONTROLS-009137 | Low | Checking & cleaning | N/A | MONTHLY | JCD00 | MULTIPLE | AVAILABLE | N/A | N/A | 4 |  | 2 | N/A | N/A | N/A | OPEN
24 | NURSERY-ELECTRICAL | NURSERY & GREENHOUSES | 009133 | NURSERY-PPM-SYSTEM LOW VOLT DIST-009133 | Low | Checking & cleaning | N/A | MONTHLY | JCD00 | MULTIPLE | AVAILABLE | N/A | N/A | 4 |  | 2 | N/A | N/A | N/A | OPEN
25 | NURSERY-ELECTRICAL | NURSERY & GREENHOUSES | 009141 | NURSERY-PPM-SYSTEM LOW VOLT DIST-009141 | Low | Checking & cleaning | N/A | MONTHLY | JCD01 | MULTIPLE | AVAILABLE | N/A | N/A | 4 |  | 2 | N/A | N/A | N/A | OPEN
26 | NURSERY-ELECTRICAL | NURSERY & GREENHOUSES | 006435 | NURSERY-PPM-TRANSFORMER, 30 KVA -006435 | Low | Checking & cleaning | N/A | MONTHLY | JCD01 | HEAD HOUSE | AVAILABLE | N/A | N/A | 4 |  | 2 | N/A | N/A | N/A | OPEN
27 | NURSERY-ELECTRICAL | NURSERY & GREENHOUSES | 007811 | NURSERY-PPM-PANELBOARD 110/220V -007811 | Low | Checking & cleaning | N/A | MONTHLY | JCD02 | UNIT #5 | AVAILABLE | N/A | N/A | 4 |  | 2 | N/A | N/A | N/A | OPEN
28 | NURSERY-ELECTRICAL | NURSERY & GREENHOUSES | 007812 | NURSERY-PPM-TRANSFORMER, 15 KVA -007812 | Low | Checking & cleaning | N/A | MONTHLY | JCD02 | UNIT #5 | AVAILABLE | N/A | N/A | 4 |  | 2 | N/A | N/A | N/A | OPEN
29 | NURSERY-ELECTRICAL | NURSERY & GREENHOUSES | 007817 | NURSERY-PPM-TRANSFORMER, 15 KVA -007817 | Low | Checking & cleaning | N/A | MONTHLY | JCD03 | UNIT #8 | AVAILABLE | N/A | N/A | 4 |  | 2 | N/A | N/A | N/A | OPEN
30 | NURSERY-ELECTRICAL | NURSERY & GREENHOUSES | 009232 | NURSERY-PPM-SYSTEM CATHODIC PROT-009232 | Low | Checking & cleaning | N/A | MONTHLY | JCD00 | MULTIPLE | AVAILABLE | N/A | N/A | 4 |  | 2 | N/A | N/A | N/A | OPEN
31 | NURSERY-ELECTRICAL | NURSERY & GREENHOUSES | 009145 | NURSERY-PPM-SYSTEM ELEC CONTROLS-009145 | Low | Checking & cleaning | N/A | MONTHLY | JCD01 | MULTIPLE | AVAILABLE | N/A | N/A | 4 |  | 2 | N/A | N/A | N/A | OPEN
32 | NURSERY-ELECTRICAL | NURSERY & GREENHOUSES | 009155 | NURSERY-PPM-SYSTEM ELEC CONTROLS-009155 | Low | Checking & cleaning | N/A | MONTHLY | JCD02 | MULTIPLE | AVAILABLE | N/A | N/A | 4 |  | 2 | N/A | N/A | N/A | OPEN
33 | NURSERY-ELECTRICAL | NURSERY & GREENHOUSES | 009166 | NURSERY-PPM-SYSTEM ELEC CONTROLS-009166 | Low | Checking & cleaning | N/A | MONTHLY | JCD03 | MULTIPLE | AVAILABLE | N/A | N/A | 4 |  | 2 | N/A | N/A | N/A | OPEN
34 | NURSERY-ELECTRICAL | NURSERY & GREENHOUSES | 009138 | NURSERY-PPM-SYSTEM ELEC GROUND-009138 | Low | Checking & cleaning | N/A | MONTHLY | JCD00 | MULTIPLE | AVAILABLE | N/A | N/A | 4 |  | 2 | N/A | N/A | N/A | OPEN
35 | NURSERY-ELECTRICAL | NURSERY & GREENHOUSES | 009146 | NURSERY-PPM-SYSTEM ELEC GROUND -009146 | Low | Checking & cleaning | N/A | MONTHLY | JCD01 | MULTIPLE | AVAILABLE | N/A | N/A | 4 |  | 2 | N/A | N/A | N/A | OPEN
36 | NURSERY-ELECTRICAL | NURSERY & GREENHOUSES | 009156 | NURSERY-PPM-SYSTEM ELEC GROUND -009156 | Low | Checking & cleaning | N/A | MONTHLY | JCD02 | MULTIPLE | AVAILABLE | N/A | N/A | 4 |  | 2 | N/A | N/A | N/A | OPEN
37 | NURSERY-ELECTRICAL | NURSERY & GREENHOUSES | 006437 | NURSERY-PPM-PANEL HVAC CONTROL-006437 | Low | Checking & cleaning | N/A | MONTHLY | JCD01 | HEAD HOUSE | AVAILABLE | N/A | N/A | 4 |  | 2 | N/A | N/A | N/A | OPEN

## NURSERY- ELECTROMECH
NABATAT Monthly Preventive Maintenance Plan
PREVENTIVE MAINTENANCE (PM) FOR MONTH OF ( ( DECEMBER 2024 ) | [14 empty] | PLAN PREPARED DATE: | [5 empty] | Service Provider Signature: | [6 empty] | DACO Director Signature:
O&M CONTRACTOR SECTION | [27 empty] | DACO INSPECTOR SECTION
S.NO | System | Sub-System | Equipment Tag Number | Equipment Description | Criticality (High, Medium, Low) | PM Description | Reference check list number | PM Frequency | Work Location |  |  |  |  | Planned Details | [5 empty] | Status | Actual Details | [5 empty] | Remarks | APPROVE | REJECT | REMARKS | INSPECTOR NAME | INSPECTOR SIGNATURE
[9 empty] | FACILITY CODE | FACILITY NAME | LEVEL | ROOM # | ROOM NAME | Planned Manhours (MHrs) | Planned date | No. of Person(s) | Spare Parts required | NOTAM Required | Outage Required |  | Log Number # | Actual Manhours (MHrs) | Actual date | Actual Time | No. of Person(s) | Spare Parts Used
1 | NURSERY-ELECTRO-MECHANICAL | NURSERY & GREENHOUSES | 008212 | NURSERY-PPM-GATE SLIDINGE8:E150 - 008212 | Low | Checking & cleaning | N/A | MONTHLY | JCD00 | OUTSIDE | AVAILABLE | N/A | N/A | 4 |  | 2 | N/A | N/A | N/A | OPEN
2 | NURSERY-ELECTRO-MECHANICAL | NURSERY & GREENHOUSES | 007905 | NURSERY-PPM-BOILER HEATING - 007905 | Low | Checking & cleaning | N/A | MONTHLY | JCD00 | OUTSIDE | AVAILABLE | N/A | N/A | 4 |  | 2 | N/A | N/A | N/A | OPEN
3 | NURSERY-ELECTRO-MECHANICAL | NURSERY & GREENHOUSES | 007802 | NURSERY-PPM-CHILLER WALK-IN - 007802 | Low | Checking & cleaning | N/A | MONTHLY | JCD01 | HEAD HOUSE | AVAILABLE | N/A | N/A | 4 |  | 2 | N/A | N/A | N/A | OPEN
4 | NURSERY-ELECTRO-MECHANICAL | NURSERY & GREENHOUSES | 008602 | NURSERY-PPM-OPERATOR BLACK CLOTH - 008602 | Low | Checking & cleaning | N/A | MONTHLY | JCD02 | UNIT #5 | AVAILABLE | N/A | N/A | 4 |  | 2 | N/A | N/A | N/A | OPEN
5 | NURSERY-ELECTRO-MECHANICAL | NURSERY & GREENHOUSES | 007930 | NURSERY-PPM-OPERATOR BLACK CLOTH - 007930 | Low | Checking & cleaning | N/A | MONTHLY | JCD02 | UNIT #5 | AVAILABLE | N/A | N/A | 4 |  | 2 | N/A | N/A | N/A | OPEN
6 | NURSERY-ELECTRO-MECHANICAL | NURSERY & GREENHOUSES | 033552 | NURSERY-PPM-CONDITIONER AIR - 033552 | Low | Checking & cleaning | N/A | MONTHLY | JCD00 | CONEX | AVAILABLE | N/A | N/A | 4 |  | 2 | N/A | N/A | N/A | OPEN
7 | NURSERY-ELECTRO-MECHANICAL | NURSERY & GREENHOUSES | 007929 | NURSERY-PPM-OPERATOR BLACK CLOTH - 007929 | Low | Checking & cleaning | N/A | MONTHLY | JCD02 | UNIT #5 | AVAILABLE | N/A | N/A | 4 |  | 2 | N/A | N/A | N/A | OPEN
8 | NURSERY-ELECTRO-MECHANICAL | NURSERY & GREENHOUSES | 007950 | NURSERY-PPM-OPERATOR BLACK CLOTH - 007950 | Low | Checking & cleaning | N/A | MONTHLY | JCD02 | UNIT #5 | AVAILABLE | N/A | N/A | 4 |  | 2 | N/A | N/A | N/A | OPEN
9 | NURSERY-ELECTRO-MECHANICAL | NURSERY & GREENHOUSES | 007934 | NURSERY-PPM-OPERATOR BLACK CLOTH - 007934 | Low | Checking & cleaning | N/A | MONTHLY | JCD02 | UNIT #6 | AVAILABLE | N/A | N/A | 4 |  | 2 | N/A | N/A | N/A | OPEN
10 | NURSERY-ELECTRO-MECHANICAL | NURSERY & GREENHOUSES | 007931 | NURSERY-PPM-OPERATOR BLACK CLOTH - 007931 | Low | Checking & cleaning | N/A | MONTHLY | JCD02 | UNIT #6 | AVAILABLE | N/A | N/A | 4 |  | 2 | N/A | N/A | N/A | OPEN
11 | NURSERY-ELECTRO-MECHANICAL | NURSERY & GREENHOUSES | 007948 | NURSERY-PPM-OPERATOR BLACK CLOTH - 007948 | Low | Checking & cleaning | N/A | MONTHLY | JCD02 | UNIT #6 | AVAILABLE | N/A | N/A | 4 |  | 2 | N/A | N/A | N/A | OPEN
12 | NURSERY-ELECTRO-MECHANICAL | NURSERY & GREENHOUSES | 007949 | NURSERY-PPM-OPERATOR BLACK CLOTH - 007949 | Low | Checking & cleaning | N/A | MONTHLY | JCD02 | UNIT #6 | AVAILABLE | N/A | N/A | 4 |  | 2 | N/A | N/A | N/A | OPEN
13 | NURSERY-ELECTRO-MECHANICAL | NURSERY & GREENHOUSES | 009134 | NURSERY-PPM-SYSTEM POT WTR DIST -009134 | Low | Checking & cleaning | N/A | MONTHLY | JCD00 | MULTIPLE | AVAILABLE | N/A | N/A | 4 |  | 2 | N/A | N/A | N/A | OPEN
14 | NURSERY-ELECTRO-MECHANICAL | NURSERY & GREENHOUSES | 009142 | NURSERY-PPM-SYSTEM POT WTR DIST -009142 | Low | Checking & cleaning | N/A | MONTHLY | JCD01 | MULTIPLE | AVAILABLE | N/A | N/A | 4 |  | 2 | N/A | N/A | N/A | OPEN
15 | NURSERY-ELECTRO-MECHANICAL | NURSERY & GREENHOUSES | 009153 | NURSERY-PPM-SYSTEM POT WTR DIST -009153 | Low | Checking & cleaning | N/A | MONTHLY | JCD02 | MULTIPLE | AVAILABLE | N/A | N/A | 4 |  | 2 | N/A | N/A | N/A | OPEN
16 | NURSERY-ELECTRO-MECHANICAL | NURSERY & GREENHOUSES | 009163 | NURSERY-PPM-SYSTEM POT WTR DIST -009163 | Low | Checking & cleaning | N/A | MONTHLY | JCD03 | MULTIPLE | AVAILABLE | N/A | N/A | 4 |  | 2 | N/A | N/A | N/A | OPEN
17 | NURSERY-ELECTRO-MECHANICAL | NURSERY & GREENHOUSES | 006436 | NURSERY-PPM-INJECTOR FERTILIZER -006436 | Low | Checking & cleaning | N/A | MONTHLY | JCD01 | HEAD HOUSE | AVAILABLE | N/A | N/A | 4 |  | 2 | N/A | N/A | N/A | OPEN
18 | NURSERY-ELECTRO-MECHANICAL | NURSERY & GREENHOUSES | 007883 | NURSERY-PPM-INJECTOR FERTILIZER -007883 | Low | Checking & cleaning | N/A | MONTHLY | JCD01 | HEAD HOUSE | AVAILABLE | N/A | N/A | 4 |  | 2 | N/A | N/A | N/A | OPEN
19 | NURSERY-ELECTRO-MECHANICAL | NURSERY & GREENHOUSES | 007363 | NURSERY-PPM-INJECTOR FERTILIZER -007363 | Low | Checking & cleaning | N/A | MONTHLY | JCD01 | HEAD HOUSE | AVAILABLE | N/A | N/A | 4 |  | 2 | N/A | N/A | N/A | OPEN
20 | NURSERY-ELECTRO-MECHANICAL | NURSERY & GREENHOUSES | 007838 | NURSERY-PPM-FAN EXHAUST ROOF -007838 | Low | Checking & cleaning | N/A | MONTHLY | JCD01 | HEAD HOUSE | AVAILABLE | N/A | N/A | 4 |  | 2 | N/A | N/A | N/A | OPEN
21 | NURSERY-ELECTRO-MECHANICAL | NURSERY & GREENHOUSES | 007912 | NURSERY-PPM-FAN EXHAUST, ROOF -007912 | Low | Checking & cleaning | N/A | MONTHLY | JCD01 | HEAD HOUSE | AVAILABLE | N/A | N/A | 4 |  | 2 | N/A | N/A | N/A | OPEN
22 | NURSERY-ELECTRO-MECHANICAL | NURSERY & GREENHOUSES | 008201 | NURSERY-PPM-VALVE RELIEF 3" 008201 | Low | Checking & cleaning | N/A | MONTHLY | JCD00 | OUTSIDE | AVAILABLE | N/A | N/A | 4 |  | 2 | N/A | N/A | N/A | OPEN
23 | NURSERY-ELECTRO-MECHANICAL | NURSERY & GREENHOUSES | 008202 | NURSERY-PPM-VALVE RELIEF 3" -008202 | Low | Checking & cleaning | N/A | MONTHLY | JCD00 | OUTSIDE | AVAILABLE | N/A | N/A | 4 |  | 2 | N/A | N/A | N/A | OPEN
24 | NURSERY-ELECTRO-MECHANICAL | NURSERY & GREENHOUSES | 007379 | NURSERY-PPM-FAN EXHAUST -007379 | Low | Checking & cleaning | N/A | MONTHLY | JCD01 | UNIT #4 | AVAILABLE | N/A | N/A | 4 |  | 2 | N/A | N/A | N/A | OPEN
25 | NURSERY-ELECTRO-MECHANICAL | NURSERY & GREENHOUSES | 007364 | NURSERY-PPM-FAN EXHAUST -007364 | Low | Checking & cleaning | N/A | MONTHLY | JCD01 | UNIT #3 | AVAILABLE | N/A | N/A | 4 |  | 2 | N/A | N/A | N/A | OPEN
26 | NURSERY-ELECTRO-MECHANICAL | NURSERY & GREENHOUSES | 007371 | NURSERY-PPM-FAN EXHAUST-007371 | Low | Checking & cleaning | N/A | MONTHLY | JCD01 | UNIT #4 | AVAILABLE | N/A | N/A | 4 |  | 2 | N/A | N/A | N/A | OPEN
27 | NURSERY-ELECTRO-MECHANICAL | NURSERY & GREENHOUSES | 007366 | NURSERY-PPM-FAN EXHAUST -007366 | Low | Checking & cleaning | N/A | MONTHLY | JCD01 | UNIT #3 | AVAILABLE | N/A | N/A | 4 |  | 2 | N/A | N/A | N/A | OPEN
28 | NURSERY-ELECTRO-MECHANICAL | NURSERY & GREENHOUSES | 007351 | NURSERY-PPM-FAN EXHAUST -007351 | Low | Checking & cleaning | N/A | MONTHLY | JCD01 | UNIT #2 | AVAILABLE | N/A | N/A | 4 |  | 2 | N/A | N/A | N/A | OPEN
29 | NURSERY-ELECTRO-MECHANICAL | NURSERY & GREENHOUSES | 007368 | NURSERY-PPM-FAN EXHAUST -007368 | Low | Checking & cleaning | N/A | MONTHLY | JCD01 | UNIT #3 | AVAILABLE | N/A | N/A | 4 |  | 2 | N/A | N/A | N/A | OPEN
30 | NURSERY-ELECTRO-MECHANICAL | NURSERY & GREENHOUSES | 007352 | NURSERY-PPM-FAN EXHAUST -007352 | Low | Checking & cleaning | N/A | MONTHLY | JCD01 | UNIT #2 | AVAILABLE | N/A | N/A | 4 |  | 2 | N/A | N/A | N/A | OPEN
31 | NURSERY-ELECTRO-MECHANICAL | NURSERY & GREENHOUSES | 007359 | NURSERY-PPM-FAN EXHAUST -007359 | Low | Checking & cleaning | N/A | MONTHLY | JCD01 | UNIT #1 | AVAILABLE | N/A | N/A | 4 |  | 2 | N/A | N/A | N/A | OPEN
32 | NURSERY-ELECTRO-MECHANICAL | NURSERY & GREENHOUSES | 007373 | NURSERY-PPM-FAN EXHAUST -007373 | Low | Checking & cleaning | N/A | MONTHLY | JCD01 | UNIT #4 | AVAILABLE | N/A | N/A | 4 |  | 2 | N/A | N/A | N/A | OPEN
33 | NURSERY-ELECTRO-MECHANICAL | NURSERY & GREENHOUSES | 007362 | NURSERY-PPM-FAN EXHAUST-007362 | Low | Checking & cleaning | N/A | MONTHLY | JCD01 | UNIT #1 | AVAILABLE | N/A | N/A | 4 |  | 2 | N/A | N/A | N/A | OPEN
34 | NURSERY-ELECTRO-MECHANICAL | NURSERY & GREENHOUSES | 007354 | NURSERY-PPM-FAN EXHAUST -007354 | Low | Checking & cleaning | N/A | MONTHLY | JCD01 | UNIT #2 | AVAILABLE | N/A | N/A | 4 |  | 2 | N/A | N/A | N/A | OPEN
35 | NURSERY-ELECTRO-MECHANICAL | NURSERY & GREENHOUSES | 007372 | NURSERY-PPM-FAN EXHAUST -007372 | Low | Checking & cleaning | N/A | MONTHLY | JCD01 | UNIT #4 | AVAILABLE | N/A | N/A | 4 |  | 2 | N/A | N/A | N/A | OPEN
36 | NURSERY-ELECTRO-MECHANICAL | NURSERY & GREENHOUSES | 007369 | NURSERY-PPM-FAN EXHAUST -007369 | Low | Checking & cleaning | N/A | MONTHLY | JCD01 | UNIT #3 | AVAILABLE | N/A | N/A | 4 |  | 2 | N/A | N/A | N/A | OPEN
37 | NURSERY-ELECTRO-MECHANICAL | NURSERY & GREENHOUSES | 007380 | NURSERY-PPM-FAN EXHAUST -007380 | Low | Checking & cleaning | N/A | MONTHLY | JCD01 | UNIT #4 | AVAILABLE | N/A | N/A | 4 |  | 2 | N/A | N/A | N/A | OPEN
38 | NURSERY-ELECTRO-MECHANICAL | NURSERY & GREENHOUSES | 007377 | NURSERY-PPM-FAN EXHAUST -007377 | Low | Checking & cleaning | N/A | MONTHLY | JCD01 | UNIT #4 | AVAILABLE | N/A | N/A | 4 |  | 2 | N/A | N/A | N/A | OPEN
39 | NURSERY-ELECTRO-MECHANICAL | NURSERY & GREENHOUSES | 007367 | NURSERY-PPM-FAN EXHAUST -007367 | Low | Checking & cleaning | N/A | MONTHLY | JCD01 | UNIT #3 | AVAILABLE | N/A | N/A | 4 |  | 2 | N/A | N/A | N/A | OPEN
40 | NURSERY-ELECTRO-MECHANICAL | NURSERY & GREENHOUSES | 007378 | FAN EXHAUST -007378 | Low | Checking & cleaning | N/A | MONTHLY | JCD01 | UNIT #4 | AVAILABLE | N/A | N/A | 4 |  | 2 | N/A | N/A | N/A | OPEN
41 | NURSERY-ELECTRO-MECHANICAL | NURSERY & GREENHOUSES | 007360 | FAN EXHAUST -007360 | Low | Checking & cleaning | N/A | MONTHLY | JCD01 | UNIT #1 | AVAILABLE | N/A | N/A | 4 |  | 2 | N/A | N/A | N/A | OPEN
42 | NURSERY-ELECTRO-MECHANICAL | NURSERY & GREENHOUSES | 007370 | FAN EXHAUST -007370 | Low | Checking & cleaning | N/A | MONTHLY | JCD01 | UNIT #4 | AVAILABLE | N/A | N/A | 4 |  | 2 | N/A | N/A | N/A | OPEN
43 | NURSERY-ELECTRO-MECHANICAL | NURSERY & GREENHOUSES | 007375 | FAN EXHAUST -007375 | Low | Checking & cleaning | N/A | MONTHLY | JCD01 | UNIT #4 | AVAILABLE | N/A | N/A | 4 |  | 2 | N/A | N/A | N/A | OPEN
44 | NURSERY-ELECTRO-MECHANICAL | NURSERY & GREENHOUSES | 007374 | FAN EXHAUST -007374 | Low | Checking & cleaning | N/A | MONTHLY | JCD01 | UNIT #4 | AVAILABLE | N/A | N/A | 4 |  | 2 | N/A | N/A | N/A | OPEN
45 | NURSERY-ELECTRO-MECHANICAL | NURSERY & GREENHOUSES | 007356 | FAN EXHAUST -007356 | Low | Checking & cleaning | N/A | MONTHLY | JCD01 | UNIT #2 | AVAILABLE | N/A | N/A | 4 |  | 2 | N/A | N/A | N/A | OPEN
46 | NURSERY-ELECTRO-MECHANICAL | NURSERY & GREENHOUSES | 007358 | FAN EXHAUST -007358 | Low | Checking & cleaning | N/A | MONTHLY | JCD01 | UNIT #1 | AVAILABLE | N/A | N/A | 4 |  | 2 | N/A | N/A | N/A | OPEN
47 | NURSERY-ELECTRO-MECHANICAL | NURSERY & GREENHOUSES | 007357 | FAN EXHAUST -007357 | Low | Checking & cleaning | N/A | MONTHLY | JCD01 | UNIT #1 | AVAILABLE | N/A | N/A | 4 |  | 2 | N/A | N/A | N/A | OPEN
48 | NURSERY-ELECTRO-MECHANICAL | NURSERY & GREENHOUSES | 007353 | FAN EXHAUST -007353 | Low | Checking & cleaning | N/A | MONTHLY | JCD01 | UNIT #2 | AVAILABLE | N/A | N/A | 4 |  | 2 | N/A | N/A | N/A | OPEN
49 | NURSERY-ELECTRO-MECHANICAL | NURSERY & GREENHOUSES | 008615 | NURSERY-PPM-HEATER UNIT -008615 | Low | Checking & cleaning | N/A | MONTHLY | JCD02 | UNIT #5 | AVAILABLE | N/A | N/A | 4 |  | 2 | N/A | N/A | N/A | OPEN
50 | NURSERY-ELECTRO-MECHANICAL | NURSERY & GREENHOUSES | 008617 | NURSERY-PPM-HEATER UNIT -008617 | Low | Checking & cleaning | N/A | MONTHLY | JCD02 | UNIT #6 | AVAILABLE | N/A | N/A | 4 |  | 2 | N/A | N/A | N/A | OPEN
51 | NURSERY-ELECTRO-MECHANICAL | NURSERY & GREENHOUSES | 008620 | NURSERY-PPM-HEATER UNIT -008620 | Low | Checking & cleaning | N/A | MONTHLY | JCD02 | UNIT #6 | AVAILABLE | N/A | N/A | 4 |  | 2 | N/A | N/A | N/A | OPEN
52 | NURSERY-ELECTRO-MECHANICAL | NURSERY & GREENHOUSES | 008635 | NURSERY-PPM-HEATER UNIT -008635 | Low | Checking & cleaning | N/A | MONTHLY | JCD03 | UNIT #10 | AVAILABLE | N/A | N/A | 4 |  | 2 | N/A | N/A | N/A | OPEN
53 | NURSERY-ELECTRO-MECHANICAL | NURSERY & GREENHOUSES | 008631 | NURSERY-PPM-HEATER UNIT -008631 | Low | Checking & cleaning | N/A | MONTHLY | JCD03 | UNIT #9 | AVAILABLE | N/A | N/A | 4 |  | 2 | N/A | N/A | N/A | OPEN
54 | NURSERY-ELECTRO-MECHANICAL | NURSERY & GREENHOUSES | 008628 | NURSERY-PPM-HEATER UNIT-008628 | Low | Checking & cleaning | N/A | MONTHLY | JCD03 | UNIT #8 | AVAILABLE | N/A | N/A | 4 |  | 2 | N/A | N/A | N/A | OPEN
55 | NURSERY-ELECTRO-MECHANICAL | NURSERY & GREENHOUSES | 008616 | NURSERY-PPM-HEATER UNIT -008616 | Low | Checking & cleaning | N/A | MONTHLY | JCD02 | UNIT #5 | AVAILABLE | N/A | N/A | 4 |  | 2 | N/A | N/A | N/A | OPEN
56 | NURSERY-ELECTRO-MECHANICAL | NURSERY & GREENHOUSES | 008608 | NURSERY-PPM-HEATER UNIT -008608 | Low | Checking & cleaning | N/A | MONTHLY | JCD01 | UNIT #3 | AVAILABLE | N/A | N/A | 4 |  | 2 | N/A | N/A | N/A | OPEN
57 | NURSERY-ELECTRO-MECHANICAL | NURSERY & GREENHOUSES | 008611 | NURSERY-PPM-HEATER UNIT-008611 | Low | Checking & cleaning | N/A | MONTHLY | JCD01 | UNIT #4 | AVAILABLE | N/A | N/A | 4 |  | 2 | N/A | N/A | N/A | OPEN
58 | NURSERY-ELECTRO-MECHANICAL | NURSERY & GREENHOUSES | 008605 | NURSERY-PPM-HEATER UNIT -008605 | Low | Checking & cleaning | N/A | MONTHLY | JCD01 | UNIT #2 | AVAILABLE | N/A | N/A | 4 |  | 2 | N/A | N/A | N/A | OPEN
59 | NURSERY-ELECTRO-MECHANICAL | NURSERY & GREENHOUSES | 008624 | HEATER UNIT -008624 | Low | Checking & cleaning | N/A | MONTHLY | JCD02 | UNIT #7 | AVAILABLE | N/A | N/A | 4 |  | 2 | N/A | N/A | N/A | OPEN
60 | NURSERY-ELECTRO-MECHANICAL | NURSERY & GREENHOUSES | 008604 | HEATER UNIT -008604 | Low | Checking & cleaning | N/A | MONTHLY | JCD01 | UNIT #1 | AVAILABLE | N/A | N/A | 4 |  | 2 | N/A | N/A | N/A | OPEN
61 | NURSERY-ELECTRO-MECHANICAL | NURSERY & GREENHOUSES | 008610 | HEATER UNIT -008610 | Low | Checking & cleaning | N/A | MONTHLY | JCD01 | UNIT #4 | AVAILABLE | N/A | N/A | 4 |  | 2 | N/A | N/A | N/A | OPEN
62 | NURSERY-ELECTRO-MECHANICAL | NURSERY & GREENHOUSES | 008613 | HEATER UNIT -008613 | Low | Checking & cleaning | N/A | MONTHLY | JCD02 | UNIT #5 | AVAILABLE | N/A | N/A | 4 |  | 2 | N/A | N/A | N/A | OPEN
63 | NURSERY-ELECTRO-MECHANICAL | NURSERY & GREENHOUSES | 008612 | HEATER UNIT -008612 | Low | Checking & cleaning | N/A | MONTHLY | JCD01 | UNIT #4 | AVAILABLE | N/A | N/A | 4 |  | 2 | N/A | N/A | N/A | OPEN
64 | NURSERY-ELECTRO-MECHANICAL | NURSERY & GREENHOUSES | 008630 | HEATER UNIT -008630 | Low | Checking & cleaning | N/A | MONTHLY | JCD03 | UNIT #9 | AVAILABLE | N/A | N/A | 4 |  | 2 | N/A | N/A | N/A | OPEN
65 | NURSERY-ELECTRO-MECHANICAL | NURSERY & GREENHOUSES | 008618 | HEATER UNIT -008618 | Low | Checking & cleaning | N/A | MONTHLY | JCD02 | UNIT #6 | AVAILABLE | N/A | N/A | 4 |  | 2 | N/A | N/A | N/A | OPEN
66 | NURSERY-ELECTRO-MECHANICAL | NURSERY & GREENHOUSES | 008619 | HEATER UNIT -008619 | Low | Checking & cleaning | N/A | MONTHLY | JCD02 | UNIT #6 | AVAILABLE | N/A | N/A | 4 |  | 2 | N/A | N/A | N/A | OPEN
67 | NURSERY-ELECTRO-MECHANICAL | NURSERY & GREENHOUSES | 008623 | HEATER UNIT -008623 | Low | Checking & cleaning | N/A | MONTHLY | JCD02 | UNIT #7 | AVAILABLE | N/A | N/A | 4 |  | 2 | N/A | N/A | N/A | OPEN
68 | NURSERY-ELECTRO-MECHANICAL | NURSERY & GREENHOUSES | 007924 | NURSERY-PPM-PUMP SUMP -007924 | Low | Checking & cleaning | N/A | MONTHLY | JCD01 | UNIT #3 | AVAILABLE | N/A | N/A | 4 |  | 2 | N/A | N/A | N/A | OPEN
69 | NURSERY-ELECTRO-MECHANICAL | NURSERY & GREENHOUSES | 007922 | NURSERY-PPM-PUMP SUMP-007922 | Low | Checking & cleaning | N/A | MONTHLY | JCD01 | UNIT #2 | AVAILABLE | N/A | N/A | 4 |  | 2 | N/A | N/A | N/A | OPEN
70 | NURSERY-ELECTRO-MECHANICAL | NURSERY & GREENHOUSES | 007920 | NURSERY-PPM-PUMP SUMP -007920 | Low | Checking & cleaning | N/A | MONTHLY | JCD01 | UNIT #1 | AVAILABLE | N/A | N/A | 4 |  | 2 | N/A | N/A | N/A | OPEN
71 | NURSERY-ELECTRO-MECHANICAL | NURSERY & GREENHOUSES | 007926 | NURSERY-PPM-PUMP SUMP -007926 | Low | Checking & cleaning | N/A | MONTHLY | JCD01 | UNIT #4 | AVAILABLE | N/A | N/A | 4 |  | 2 | N/A | N/A | N/A | OPEN
72 | NURSERY-ELECTRO-MECHANICAL | NURSERY & GREENHOUSES | 007921 | NURSERY-PPM-TANK SUMP -007921 | Low | Checking & cleaning | N/A | MONTHLY | JCD01 | UNIT #2 | AVAILABLE | N/A | N/A | 4 |  | 2 | N/A | N/A | N/A | OPEN
73 | NURSERY-ELECTRO-MECHANICAL | NURSERY & GREENHOUSES | 007923 | NURSERY-PPM-TANK SUMP -007923 | Low | Checking & cleaning | N/A | MONTHLY | JCD01 | UNIT #3 | AVAILABLE | N/A | N/A | 4 |  | 2 | N/A | N/A | N/A | OPEN
74 | NURSERY-ELECTRO-MECHANICAL | NURSERY & GREENHOUSES | 007925 | NURSERY-PPM-TANK SUMP -007925 | Low | Checking & cleaning | N/A | MONTHLY | JCD01 | UNIT #4 | AVAILABLE | N/A | N/A | 4 |  | 2 | N/A | N/A | N/A | OPEN
75 | NURSERY-ELECTRO-MECHANICAL | NURSERY & GREENHOUSES | 007919 | NURSERY-PPM-TANK SUMP -007919 | Low | Checking & cleaning | N/A | MONTHLY | JCD01 | UNIT #1 | AVAILABLE | N/A | N/A | 4 |  | 2 | N/A | N/A | N/A | OPEN
76 | NURSERY-ELECTRO-MECHANICAL | NURSERY & GREENHOUSES | 008603 | HEATER UNIT -008603 | Low | Checking & cleaning | N/A | MONTHLY | JCD01 | UNIT #1 | AVAILABLE | N/A | N/A | 4 |  | 2 | N/A | N/A | N/A | OPEN
77 | NURSERY-ELECTRO-MECHANICAL | NURSERY & GREENHOUSES | 008626 | HEATER UNIT -008626 | Low | Checking & cleaning | N/A | MONTHLY | JCD03 | UNIT #8 | AVAILABLE | N/A | N/A | 4 |  | 2 | N/A | N/A | N/A | OPEN
78 | NURSERY-ELECTRO-MECHANICAL | NURSERY & GREENHOUSES | 008606 | HEATER UNIT -008606 | Low | Checking & cleaning | N/A | MONTHLY | JCD01 | UNIT #2 | AVAILABLE | N/A | N/A | 4 |  | 2 | N/A | N/A | N/A | OPEN
79 | NURSERY-ELECTRO-MECHANICAL | NURSERY & GREENHOUSES | 008607 | HEATER UNIT -008607 | Low | Checking & cleaning | N/A | MONTHLY | JCD01 | UNIT #3 | AVAILABLE | N/A | N/A | 4 |  | 2 | N/A | N/A | N/A | OPEN
80 | NURSERY-ELECTRO-MECHANICAL | NURSERY & GREENHOUSES | 008609 | HEATER UNIT -008609 | Low | Checking & cleaning | N/A | MONTHLY | JCD01 | UNIT #4 | AVAILABLE | N/A | N/A | 4 |  | 2 | N/A | N/A | N/A | OPEN
81 | NURSERY-ELECTRO-MECHANICAL | NURSERY & GREENHOUSES | 008614 | HEATER UNIT -008614 | Low | Checking & cleaning | N/A | MONTHLY | JCD02 | UNIT #5 | AVAILABLE | N/A | N/A | 4 |  | 2 | N/A | N/A | N/A | OPEN
82 | NURSERY-ELECTRO-MECHANICAL | NURSERY & GREENHOUSES | 007390 | NURSERY-PPM-FAN EXHAUST-007390 | Low | Checking & cleaning | N/A | MONTHLY | JCD02 | UNIT #5 | AVAILABLE | N/A | N/A | 4 |  | 2 | N/A | N/A | N/A | OPEN
83 | NURSERY-ELECTRO-MECHANICAL | NURSERY & GREENHOUSES | 007404 | NURSERY-PPM-FAN EXHAUST -007404 | Low | Checking & cleaning | N/A | MONTHLY | JCD02 | UNIT #7 | AVAILABLE | N/A | N/A | 4 |  | 2 | N/A | N/A | N/A | OPEN
84 | NURSERY-ELECTRO-MECHANICAL | NURSERY & GREENHOUSES | 007386 | NURSERY-PPM-FAN EXHAUST -007386 | Low | Checking & cleaning | N/A | MONTHLY | JCD02 | UNIT #5 | AVAILABLE | N/A | N/A | 4 |  | 2 | N/A | N/A | N/A | OPEN
85 | NURSERY-ELECTRO-MECHANICAL | NURSERY & GREENHOUSES | 007407 | NURSERY-PPM-FAN EXHAUST-007407 | Low | Checking & cleaning | N/A | MONTHLY | JCD02 | UNIT #7 | AVAILABLE | N/A | N/A | 4 |  | 2 | N/A | N/A | N/A | OPEN
86 | NURSERY-ELECTRO-MECHANICAL | NURSERY & GREENHOUSES | 007384 | NURSERY-PPM-FAN EXHAUST -007384 | Low | Checking & cleaning | N/A | MONTHLY | JCD02 | UNIT #5 | AVAILABLE | N/A | N/A | 4 |  | 2 | N/A | N/A | N/A | OPEN
87 | NURSERY-ELECTRO-MECHANICAL | NURSERY & GREENHOUSES | 007388 | NURSERY-PPM-FAN EXHAUST-007388 | Low | Checking & cleaning | N/A | MONTHLY | JCD02 | UNIT #5 | AVAILABLE | N/A | N/A | 4 |  | 2 | N/A | N/A | N/A | OPEN
88 | NURSERY-ELECTRO-MECHANICAL | NURSERY & GREENHOUSES | 007391 | NURSERY-PPM-FAN EXHAUST-007391 | Low | Checking & cleaning | N/A | MONTHLY | JCD02 | UNIT #5 | AVAILABLE | N/A | N/A | 4 |  | 2 | N/A | N/A | N/A | OPEN
89 | NURSERY-ELECTRO-MECHANICAL | NURSERY & GREENHOUSES | 007393 | NURSERY-PPM-FAN EXHAUST-007393 | Low | Checking & cleaning | N/A | MONTHLY | JCD02 | UNIT #6 | AVAILABLE | N/A | N/A | 4 |  | 2 | N/A | N/A | N/A | OPEN
90 | NURSERY-ELECTRO-MECHANICAL | NURSERY & GREENHOUSES | 007413 | NURSERY-PPM-FAN EXHAUST-007413 | Low | Checking & cleaning | N/A | MONTHLY | JCD02 | UNIT #7 | AVAILABLE | N/A | N/A | 4 |  | 2 | N/A | N/A | N/A | OPEN
91 | NURSERY-ELECTRO-MECHANICAL | NURSERY & GREENHOUSES | 007399 | NURSERY-PPM-FAN EXHAUST-007399 | Low | Checking & cleaning | N/A | MONTHLY | JCD02 | UNIT #6 | AVAILABLE | N/A | N/A | 4 |  | 2 | N/A | N/A | N/A | OPEN
92 | NURSERY-ELECTRO-MECHANICAL | NURSERY & GREENHOUSES | 007382 | NURSERY-PPM-FAN EXHAUST-007382 | Low | Checking & cleaning | N/A | MONTHLY | JCD02 | UNIT #5 | AVAILABLE | N/A | N/A | 4 |  | 2 | N/A | N/A | N/A | OPEN
93 | NURSERY-ELECTRO-MECHANICAL | NURSERY & GREENHOUSES | 007385 | NURSERY-PPM-FAN EXHAUST -007385 | Low | Checking & cleaning | N/A | MONTHLY | JCD02 | UNIT #5 | AVAILABLE | N/A | N/A | 4 |  | 2 | N/A | N/A | N/A | OPEN
94 | NURSERY-ELECTRO-MECHANICAL | NURSERY & GREENHOUSES | 007396 | NURSERY-PPM-FAN EXHAUST-007396 | Low | Checking & cleaning | N/A | MONTHLY | JCD02 | UNIT #6 | AVAILABLE | N/A | N/A | 4 |  | 2 | N/A | N/A | N/A | OPEN
95 | NURSERY-ELECTRO-MECHANICAL | NURSERY & GREENHOUSES | 007410 | NURSERY-PPM-FAN EXHAUST-007410 | Low | Checking & cleaning | N/A | MONTHLY | JCD02 | UNIT #7 | AVAILABLE | N/A | N/A | 4 |  | 2 | N/A | N/A | N/A | OPEN
96 | NURSERY-ELECTRO-MECHANICAL | NURSERY & GREENHOUSES | 007408 | NURSERY-PPM-FAN EXHAUST-007408 | Low | Checking & cleaning | N/A | MONTHLY | JCD02 | UNIT #7 | AVAILABLE | N/A | N/A | 4 |  | 2 | N/A | N/A | N/A | OPEN
97 | NURSERY-ELECTRO-MECHANICAL | NURSERY & GREENHOUSES | 007394 | NURSERY-PPM-FAN EXHAUST -007394 | Low | Checking & cleaning | N/A | MONTHLY | JCD02 | UNIT #6 | AVAILABLE | N/A | N/A | 4 |  | 2 | N/A | N/A | N/A | OPEN
98 | NURSERY-ELECTRO-MECHANICAL | NURSERY & GREENHOUSES | 007411 | NURSERY-PPM-FAN EXHAUST -007411 | Low | Checking & cleaning | N/A | MONTHLY | JCD02 | UNIT #7 | AVAILABLE | N/A | N/A | 4 |  | 2 | N/A | N/A | N/A | OPEN
99 | NURSERY-ELECTRO-MECHANICAL | NURSERY & GREENHOUSES | 007406 | NURSERY-PPM-FAN EXHAUST -007406 | Low | Checking & cleaning | N/A | MONTHLY | JCD02 | UNIT #7 | AVAILABLE | N/A | N/A | 4 |  | 2 | N/A | N/A | N/A | OPEN
100 | NURSERY-ELECTRO-MECHANICAL | NURSERY & GREENHOUSES | 007383 | NURSERY-PPM-FAN EXHAUST -007383 | Low | Checking & cleaning | N/A | MONTHLY | JCD02 | UNIT #5 | AVAILABLE | N/A | N/A | 4 |  | 2 | N/A | N/A | N/A | OPEN
101 | NURSERY-ELECTRO-MECHANICAL | NURSERY & GREENHOUSES | 007389 | NURSERY-PPM-FAN EXHAUST -007389 | Low | Checking & cleaning | N/A | MONTHLY | JCD02 | UNIT #5 | AVAILABLE | N/A | N/A | 4 |  | 2 | N/A | N/A | N/A | OPEN
102 | NURSERY-ELECTRO-MECHANICAL | NURSERY & GREENHOUSES | 007397 | NURSERY-PPM-FAN EXHAUST -007397 | Low | Checking & cleaning | N/A | MONTHLY | JCD02 | UNIT #6 | AVAILABLE | N/A | N/A | 4 |  | 2 | N/A | N/A | N/A | OPEN
103 | NURSERY-ELECTRO-MECHANICAL | NURSERY & GREENHOUSES | 007403 | NURSERY-PPM-FAN EXHAUST -007403 | Low | Checking & cleaning | N/A | MONTHLY | JCD02 | UNIT #7 | AVAILABLE | N/A | N/A | 4 |  | 2 | N/A | N/A | N/A | OPEN
104 | NURSERY-ELECTRO-MECHANICAL | NURSERY & GREENHOUSES | 007381 | NURSERY-PPM-FAN EXHAUST -007381 | Low | Checking & cleaning | N/A | MONTHLY | JCD02 | UNIT #5 | AVAILABLE | N/A | N/A | 4 |  | 2 | N/A | N/A | N/A | OPEN
105 | NURSERY-ELECTRO-MECHANICAL | NURSERY & GREENHOUSES | 007412 | NURSERY-PPM-FAN EXHAUST -007412 | Low | Checking & cleaning | N/A | MONTHLY | JCD02 | UNIT #7 | AVAILABLE | N/A | N/A | 4 |  | 2 | N/A | N/A | N/A | OPEN
106 | NURSERY-ELECTRO-MECHANICAL | NURSERY & GREENHOUSES | 007402 | NURSERY-PPM-FAN EXHAUST -007402 | Low | Checking & cleaning | N/A | MONTHLY | JCD02 | UNIT #6 | AVAILABLE | N/A | N/A | 4 |  | 2 | N/A | N/A | N/A | OPEN
107 | NURSERY-ELECTRO-MECHANICAL | NURSERY & GREENHOUSES | 007401 | NURSERY-PPM-FAN EXHAUST -007401 | Low | Checking & cleaning | N/A | MONTHLY | JCD02 | UNIT #6 | AVAILABLE | N/A | N/A | 4 |  | 2 | N/A | N/A | N/A | OPEN
108 | NURSERY-ELECTRO-MECHANICAL | NURSERY & GREENHOUSES | 007400 | NURSERY-PPM-FAN EXHAUST -007400 | Low | Checking & cleaning | N/A | MONTHLY | JCD02 | UNIT #6 | AVAILABLE | N/A | N/A | 4 |  | 2 | N/A | N/A | N/A | OPEN
109 | NURSERY-ELECTRO-MECHANICAL | NURSERY & GREENHOUSES | 007405 | NURSERY-PPM-FAN EXHAUST -007405 | Low | Checking & cleaning | N/A | MONTHLY | JCD02 | UNIT #7 | AVAILABLE | N/A | N/A | 4 |  | 2 | N/A | N/A | N/A | OPEN
110 | NURSERY-ELECTRO-MECHANICAL | NURSERY & GREENHOUSES | 007392 | NURSERY-PPM-FAN EXHAUST -007392 | Low | Checking & cleaning | N/A | MONTHLY | JCD02 | UNIT #6 | AVAILABLE | N/A | N/A | 4 |  | 2 | N/A | N/A | N/A | OPEN
111 | NURSERY-ELECTRO-MECHANICAL | NURSERY & GREENHOUSES | 007395 | NURSERY-PPM-FAN EXHAUST-007395 | Low | Checking & cleaning | N/A | MONTHLY | JCD02 | UNIT #6 | AVAILABLE | N/A | N/A | 4 |  | 2 | N/A | N/A | N/A | OPEN
112 | NURSERY-ELECTRO-MECHANICAL | NURSERY & GREENHOUSES | 008621 | NURSERY-PPM-HEATER UNIT -008621 | Low | Checking & cleaning | N/A | MONTHLY | JCD02 | UNIT #7 | AVAILABLE | N/A | N/A | 4 |  | 2 | N/A | N/A | N/A | OPEN
113 | NURSERY-ELECTRO-MECHANICAL | NURSERY & GREENHOUSES | 008622 | NURSERY-PPM-HEATER UNIT -008622 | Low | Checking & cleaning | N/A | MONTHLY | JCD02 | UNIT #7 | AVAILABLE | N/A | N/A | 4 |  | 2 | N/A | N/A | N/A | OPEN
114 | NURSERY-ELECTRO-MECHANICAL | NURSERY & GREENHOUSES | 008633 | NURSERY-PPM-HEATER UNIT -008633 | Low | Checking & cleaning | N/A | MONTHLY | JCD03 | UNIT #10 | AVAILABLE | N/A | N/A | 4 |  | 2 | N/A | N/A | N/A | OPEN
115 | NURSERY-ELECTRO-MECHANICAL | NURSERY & GREENHOUSES | 008634 | NURSERY-PPM-HEATER UNIT -008634 | Low | Checking & cleaning | N/A | MONTHLY | JCD03 | UNIT #10 | AVAILABLE | N/A | N/A | 4 |  | 2 | N/A | N/A | N/A | OPEN
116 | NURSERY-ELECTRO-MECHANICAL | NURSERY & GREENHOUSES | 008636 | NURSERY-PPM-HEATER UNIT -008636 | Low | Checking & cleaning | N/A | MONTHLY | JCD03 | UNIT #10 | AVAILABLE | N/A | N/A | 4 |  | 2 | N/A | N/A | N/A | OPEN
117 | NURSERY-ELECTRO-MECHANICAL | NURSERY & GREENHOUSES | 008625 | NURSERY-PPM-HEATER UNIT -008625 | Low | Checking & cleaning | N/A | MONTHLY | JCD03 | UNIT #8 | AVAILABLE | N/A | N/A | 4 |  | 2 | N/A | N/A | N/A | OPEN
118 | NURSERY-ELECTRO-MECHANICAL | NURSERY & GREENHOUSES | 008627 | NURSERY-PPM-HEATER UNIT -008627 | Low | Checking & cleaning | N/A | MONTHLY | JCD03 | UNIT #8 | AVAILABLE | N/A | N/A | 4 |  | 2 | N/A | N/A | N/A | OPEN
119 | NURSERY-ELECTRO-MECHANICAL | NURSERY & GREENHOUSES | 008629 | NURSERY-PPM-HEATER UNIT -008629 | Low | Checking & cleaning | N/A | MONTHLY | JCD03 | UNIT #9 | AVAILABLE | N/A | N/A | 4 |  | 2 | N/A | N/A | N/A | OPEN
120 | NURSERY-ELECTRO-MECHANICAL | NURSERY & GREENHOUSES | 008632 | NURSERY-PPM-HEATER UNIT -008632 | Low | Checking & cleaning | N/A | MONTHLY | JCD03 | UNIT #9 | AVAILABLE | N/A | N/A | 4 |  | 2 | N/A | N/A | N/A | OPEN
121 | NURSERY-ELECTRO-MECHANICAL | NURSERY & GREENHOUSES | 007947 | NURSERY-PPM-OPERATOR BLACK CLOTH-007947 | Low | Checking & cleaning | N/A | MONTHLY | JCD02 | UNIT #7 | AVAILABLE | N/A | N/A | 4 |  | 2 | N/A | N/A | N/A | OPEN
122 | NURSERY-ELECTRO-MECHANICAL | NURSERY & GREENHOUSES | 007946 | NURSERY-PPM-OPERATOR BLACK CLOTH-007946 | Low | Checking & cleaning | N/A | MONTHLY | JCD02 | UNIT #7 | AVAILABLE | N/A | N/A | 4 |  | 2 | N/A | N/A | N/A | OPEN
123 | NURSERY-ELECTRO-MECHANICAL | NURSERY & GREENHOUSES | 007935 | NURSERY-PPM-OPERATOR BLACK CLOTH-007935 | Low | Checking & cleaning | N/A | MONTHLY | JCD02 | UNIT #7 | AVAILABLE | N/A | N/A | 4 |  | 2 | N/A | N/A | N/A | OPEN
124 | NURSERY-ELECTRO-MECHANICAL | NURSERY & GREENHOUSES | 007938 | NURSERY-PPM-OPERATOR BLACK CLOTH-007938 | Low | Checking & cleaning | N/A | MONTHLY | JCD02 | UNIT #7 | AVAILABLE | N/A | N/A | 4 |  | 2 | N/A | N/A | N/A | OPEN
125 | NURSERY-ELECTRO-MECHANICAL | NURSERY & GREENHOUSES | 007939 | NURSERY-PPM-OPERATOR BLACK CLOTH-007939 | Low | Checking & cleaning | N/A | MONTHLY | JCD02 | UNIT #7 | AVAILABLE | N/A | N/A | 4 |  | 2 | N/A | N/A | N/A | OPEN
126 | NURSERY-ELECTRO-MECHANICAL | NURSERY & GREENHOUSES | 007361 | NURSERY-PPM-OPERATOR SHADE CLOTH-007361 | Low | Checking & cleaning | N/A | MONTHLY | JCD01 | UNIT #1 | AVAILABLE | N/A | N/A | 4 |  | 2 | N/A | N/A | N/A | OPEN
127 | NURSERY-ELECTRO-MECHANICAL | NURSERY & GREENHOUSES | 007376 | NURSERY-PPM-OPERATOR SHADE CLOTH-007376 | Low | Checking & cleaning | N/A | MONTHLY | JCD01 | UNIT #4 | AVAILABLE | N/A | N/A | 4 |  | 2 | N/A | N/A | N/A | OPEN
128 | NURSERY-ELECTRO-MECHANICAL | NURSERY & GREENHOUSES | 007355 | NURSERY-PPM-OPERATOR SHADE CLOTH-007355 | Low | Checking & cleaning | N/A | MONTHLY | JCD01 | UNIT #2 | AVAILABLE | N/A | N/A | 4 |  | 2 | N/A | N/A | N/A | OPEN
129 | NURSERY-ELECTRO-MECHANICAL | NURSERY & GREENHOUSES | 007928 | NURSERY-PPM-PUMP SUMP -007928 | Low | Checking & cleaning | N/A | MONTHLY | JCD02 | UNIT #5 | AVAILABLE | N/A | N/A | 4 |  | 2 | N/A | N/A | N/A | OPEN
130 | NURSERY-ELECTRO-MECHANICAL | NURSERY & GREENHOUSES | 007933 | NURSERY-PPM-PUMP SUMP -007933 | Low | Checking & cleaning | N/A | MONTHLY | JCD02 | UNIT #6 | AVAILABLE | N/A | N/A | 4 |  | 2 | N/A | N/A | N/A | OPEN
131 | NURSERY-ELECTRO-MECHANICAL | NURSERY & GREENHOUSES | 007937 | NURSERY-PPM-PUMP SUMP-007937 | Low | Checking & cleaning | N/A | MONTHLY | JCD02 | UNIT #7 | AVAILABLE | N/A | N/A | 4 |  | 2 | N/A | N/A | N/A | OPEN
132 | NURSERY-ELECTRO-MECHANICAL | NURSERY & GREENHOUSES | 007431 | NURSERY-PPM-OPERATOR SHADE CLOTH-007431 | Low | Checking & cleaning | N/A | MONTHLY | JCD03 | UNIT #9 | AVAILABLE | N/A | N/A | 4 |  | 2 | N/A | N/A | N/A | OPEN
133 | NURSERY-ELECTRO-MECHANICAL | NURSERY & GREENHOUSES | 007927 | NURSERY-PPM-TANK SUMP-007927 | Low | Checking & cleaning | N/A | MONTHLY | JCD02 | UNIT #5 | AVAILABLE | N/A | N/A | 4 |  | 2 | N/A | N/A | N/A | OPEN
134 | NURSERY-ELECTRO-MECHANICAL | NURSERY & GREENHOUSES | 007936 | NURSERY-PPM-TANK SUMP -007936 | Low | Checking & cleaning | N/A | MONTHLY | JCD02 | UNIT #7 | AVAILABLE | N/A | N/A | 4 |  | 2 | N/A | N/A | N/A | OPEN
135 | NURSERY-ELECTRO-MECHANICAL | NURSERY & GREENHOUSES | 007932 | NURSERY-PPM-TANK SUMP -007932 | Low | Checking & cleaning | N/A | MONTHLY | JCD02 | UNIT #6 | AVAILABLE | N/A | N/A | 4 |  | 2 | N/A | N/A | N/A | OPEN
136 | NURSERY-ELECTRO-MECHANICAL | NURSERY & GREENHOUSES | 007426 | NURSERY-PPM-FAN EXHAUST -007426 | Low | Checking & cleaning | N/A | MONTHLY | JCD03 | UNIT #9 | AVAILABLE | N/A | N/A | 4 |  | 2 | N/A | N/A | N/A | OPEN
137 | NURSERY-ELECTRO-MECHANICAL | NURSERY & GREENHOUSES | 007423 | NURSERY-PPM-FAN EXHAUST -007423 | Low | Checking & cleaning | N/A | MONTHLY | JCD03 | UNIT #8 | AVAILABLE | N/A | N/A | 4 |  | 2 | N/A | N/A | N/A | OPEN
138 | NURSERY-ELECTRO-MECHANICAL | NURSERY & GREENHOUSES | 007416 | NURSERY-PPM-FAN EXHAUST -007416 | Low | Checking & cleaning | N/A | MONTHLY | JCD03 | UNIT #8 | AVAILABLE | N/A | N/A | 4 |  | 2 | N/A | N/A | N/A | OPEN
139 | NURSERY-ELECTRO-MECHANICAL | NURSERY & GREENHOUSES | 007429 | NURSERY-PPM-FAN EXHAUST -007429 | Low | Checking & cleaning | N/A | MONTHLY | JCD03 | UNIT #9 | AVAILABLE | N/A | N/A | 4 |  | 2 | N/A | N/A | N/A | OPEN
140 | NURSERY-ELECTRO-MECHANICAL | NURSERY & GREENHOUSES | 007424 | NURSERY-PPM-FAN EXHAUST -007424 | Low | Checking & cleaning | N/A | MONTHLY | JCD03 | UNIT #8 | AVAILABLE | N/A | N/A | 4 |  | 2 | N/A | N/A | N/A | OPEN
141 | NURSERY-ELECTRO-MECHANICAL | NURSERY & GREENHOUSES | 007428 | NURSERY-PPM-FAN EXHAUST-007428 | Low | Checking & cleaning | N/A | MONTHLY | JCD03 | UNIT #9 | AVAILABLE | N/A | N/A | 4 |  | 2 | N/A | N/A | N/A | OPEN
142 | NURSERY-ELECTRO-MECHANICAL | NURSERY & GREENHOUSES | 007445 | NURSERY-PPM-FAN EXHAUST -007445 | Low | Checking & cleaning | N/A | MONTHLY | JCD03 | UNIT #10 | AVAILABLE | N/A | N/A | 4 |  | 2 | N/A | N/A | N/A | OPEN
143 | NURSERY-ELECTRO-MECHANICAL | NURSERY & GREENHOUSES | 007444 | NURSERY-PPM-FAN EXHAUST -007444 | Low | Checking & cleaning | N/A | MONTHLY | JCD03 | UNIT #10 | AVAILABLE | N/A | N/A | 4 |  | 2 | N/A | N/A | N/A | OPEN
144 | NURSERY-ELECTRO-MECHANICAL | NURSERY & GREENHOUSES | 007427 | NURSERY-PPM-FAN EXHAUST-007427 | Low | Checking & cleaning | N/A | MONTHLY | JCD03 | UNIT #9 | AVAILABLE | N/A | N/A | 4 |  | 2 | N/A | N/A | N/A | OPEN
145 | NURSERY-ELECTRO-MECHANICAL | NURSERY & GREENHOUSES | 007415 | NURSERY-PPM-FAN EXHAUST -007415 | Low | Checking & cleaning | N/A | MONTHLY | JCD03 | UNIT #8 | AVAILABLE | N/A | N/A | 4 |  | 2 | N/A | N/A | N/A | OPEN
146 | NURSERY-ELECTRO-MECHANICAL | NURSERY & GREENHOUSES | 007419 | NURSERY-PPM-FAN EXHAUST -007419 | Low | Checking & cleaning | N/A | MONTHLY | JCD03 | UNIT #8 | AVAILABLE | N/A | N/A | 4 |  | 2 | N/A | N/A | N/A | OPEN
147 | NURSERY-ELECTRO-MECHANICAL | NURSERY & GREENHOUSES | 007446 | NURSERY-PPM-FAN EXHAUST -007446 | Low | Checking & cleaning | N/A | MONTHLY | JCD03 | UNIT #10 | AVAILABLE | N/A | N/A | 4 |  | 2 | N/A | N/A | N/A | OPEN
148 | NURSERY-ELECTRO-MECHANICAL | NURSERY & GREENHOUSES | 007440 | NURSERY-PPM-FAN EXHAUST -007440 | Low | Checking & cleaning | N/A | MONTHLY | JCD03 | UNIT #10 | AVAILABLE | N/A | N/A | 4 |  | 2 | N/A | N/A | N/A | OPEN
149 | NURSERY-ELECTRO-MECHANICAL | NURSERY & GREENHOUSES | 007438 | NURSERY-PPM-FAN EXHAUST -007438 | Low | Checking & cleaning | N/A | MONTHLY | JCD03 | UNIT #10 | AVAILABLE | N/A | N/A | 4 |  | 2 | N/A | N/A | N/A | OPEN
150 | NURSERY-ELECTRO-MECHANICAL | NURSERY & GREENHOUSES | 007434 | NURSERY-PPM-FAN EXHAUST -007434 | Low | Checking & cleaning | N/A | MONTHLY | JCD03 | UNIT #9 | AVAILABLE | N/A | N/A | 4 |  | 2 | N/A | N/A | N/A | OPEN
151 | NURSERY-ELECTRO-MECHANICAL | NURSERY & GREENHOUSES | 007422 | NURSERY-PPM-FAN EXHAUST-007422 | Low | Checking & cleaning | N/A | MONTHLY | JCD03 | UNIT #8 | AVAILABLE | N/A | N/A | 4 |  | 2 | N/A | N/A | N/A | OPEN
152 | NURSERY-ELECTRO-MECHANICAL | NURSERY & GREENHOUSES | 007443 | NURSERY-PPM-FAN EXHAUST -007443 | Low | Checking & cleaning | N/A | MONTHLY | JCD03 | UNIT #10 | AVAILABLE | N/A | N/A | 4 |  | 2 | N/A | N/A | N/A | OPEN
153 | NURSERY-ELECTRO-MECHANICAL | NURSERY & GREENHOUSES | 007441 | NURSERY-PPM-FAN EXHAUST -007441 | Low | Checking & cleaning | N/A | MONTHLY | JCD03 | UNIT #10 | AVAILABLE | N/A | N/A | 4 |  | 2 | N/A | N/A | N/A | OPEN
154 | NURSERY-ELECTRO-MECHANICAL | NURSERY & GREENHOUSES | 007439 | NURSERY-PPM-FAN EXHAUST -007439 | Low | Checking & cleaning | N/A | MONTHLY | JCD03 | UNIT #10 | AVAILABLE | N/A | N/A | 4 |  | 2 | N/A | N/A | N/A | OPEN
155 | NURSERY-ELECTRO-MECHANICAL | NURSERY & GREENHOUSES | 007430 | NURSERY-PPM-FAN EXHAUST -007430 | Low | Checking & cleaning | N/A | MONTHLY | JCD03 | UNIT #9 | AVAILABLE | N/A | N/A | 4 |  | 2 | N/A | N/A | N/A | OPEN
156 | NURSERY-ELECTRO-MECHANICAL | NURSERY & GREENHOUSES | 007433 | NURSERY-PPM-FAN EXHAUST -007433 | Low | Checking & cleaning | N/A | MONTHLY | JCD03 | UNIT #9 | AVAILABLE | N/A | N/A | 4 |  | 2 | N/A | N/A | N/A | OPEN
157 | NURSERY-ELECTRO-MECHANICAL | NURSERY & GREENHOUSES | 007425 | NURSERY-PPM-FAN EXHAUST-007425 | Low | Checking & cleaning | N/A | MONTHLY | JCD03 | UNIT #9 | AVAILABLE | N/A | N/A | 4 |  | 2 | N/A | N/A | N/A | OPEN
158 | NURSERY-ELECTRO-MECHANICAL | NURSERY & GREENHOUSES | 007417 | NURSERY-PPM-FAN EXHAUST -007417 | Low | Checking & cleaning | N/A | MONTHLY | JCD03 | UNIT #8 | AVAILABLE | N/A | N/A | 4 |  | 2 | N/A | N/A | N/A | OPEN
159 | NURSERY-ELECTRO-MECHANICAL | NURSERY & GREENHOUSES | 007437 | NURSERY-PPM-FAN EXHAUST-007437 | Low | Checking & cleaning | N/A | MONTHLY | JCD03 | UNIT #10 | AVAILABLE | N/A | N/A | 4 |  | 2 | N/A | N/A | N/A | OPEN
160 | NURSERY-ELECTRO-MECHANICAL | NURSERY & GREENHOUSES | 007421 | NURSERY-PPM-FAN EXHAUST -007421 | Low | Checking & cleaning | N/A | MONTHLY | JCD03 | UNIT #8 | AVAILABLE | N/A | N/A | 4 |  | 2 | N/A | N/A | N/A | OPEN
161 | NURSERY-ELECTRO-MECHANICAL | NURSERY & GREENHOUSES | 007436 | NURSERY-PPM-FAN EXHAUST -007436 | Low | Checking & cleaning | N/A | MONTHLY | JCD03 | UNIT #10 | AVAILABLE | N/A | N/A | 4 |  | 2 | N/A | N/A | N/A | OPEN
162 | NURSERY-ELECTRO-MECHANICAL | NURSERY & GREENHOUSES | 007418 | NURSERY-PPM-FAN EXHAUST -007418 | Low | Checking & cleaning | N/A | MONTHLY | JCD03 | UNIT #8 | AVAILABLE | N/A | N/A | 4 |  | 2 | N/A | N/A | N/A | OPEN
163 | NURSERY-ELECTRO-MECHANICAL | NURSERY & GREENHOUSES | 007435 | NURSERY-PPM-FAN EXHAUST -007435 | Low | Checking & cleaning | N/A | MONTHLY | JCD03 | UNIT #9 | AVAILABLE | N/A | N/A | 4 |  | 2 | N/A | N/A | N/A | OPEN
164 | NURSERY-ELECTRO-MECHANICAL | NURSERY & GREENHOUSES | 007414 | NURSERY-PPM-FAN EXHAUST -007414 | Low | Checking & cleaning | N/A | MONTHLY | JCD03 | UNIT #8 | AVAILABLE | N/A | N/A | 4 |  | 2 | N/A | N/A | N/A | OPEN
165 | NURSERY-ELECTRO-MECHANICAL | NURSERY & GREENHOUSES | 007365 | NURSERY-PPM-OPERATOR SHADE CLOTH-007365 | Low | Checking & cleaning | N/A | MONTHLY | JCD01 | UNIT #3 | AVAILABLE | N/A | N/A | 4 |  | 2 | N/A | N/A | N/A | OPEN
166 | NURSERY-ELECTRO-MECHANICAL | NURSERY & GREENHOUSES | 007387 | NURSERY-PPM-OPERATOR SHADE CLOTH-007387 | Low | Checking & cleaning | N/A | MONTHLY | JCD02 | UNIT #5 | AVAILABLE | N/A | N/A | 4 |  | 2 | N/A | N/A | N/A | OPEN
167 | NURSERY-ELECTRO-MECHANICAL | NURSERY & GREENHOUSES | 007420 | NURSERY-PPM-OPERATOR SHADE CLOTH-007420 | Low | Checking & cleaning | N/A | MONTHLY | JCD03 | UNIT #8 | AVAILABLE | N/A | N/A | 4 |  | 2 | N/A | N/A | N/A | OPEN
168 | NURSERY-ELECTRO-MECHANICAL | NURSERY & GREENHOUSES | 007442 | NURSERY-PPM-OPERATOR SHADE CLOTH-007442 | Low | Checking & cleaning | N/A | MONTHLY | JCD03 | UNIT #10 | AVAILABLE | N/A | N/A | 4 |  | 2 | N/A | N/A | N/A | OPEN
169 | NURSERY-ELECTRO-MECHANICAL | NURSERY & GREENHOUSES | 007409 | NURSERY-PPM-OPERATOR SHADE CLOTH-007409 | Low | Checking & cleaning | N/A | MONTHLY | JCD02 | UNIT #7 | AVAILABLE | N/A | N/A | 4 |  | 2 | N/A | N/A | N/A | OPEN
170 | NURSERY-ELECTRO-MECHANICAL | NURSERY & GREENHOUSES | 007398 | NURSERY-PPM-OPERATOR SHADE CLOTH-007398 | Low | Checking & cleaning | N/A | MONTHLY | JCD02 | UNIT #6 | AVAILABLE | N/A | N/A | 4 |  | 2 | N/A | N/A | N/A | OPEN
171 | NURSERY-ELECTRO-MECHANICAL | NURSERY & GREENHOUSES | 007805 | NURSERY-PPM-OPERATOR SIDE VENT -007805 | Low | Checking & cleaning | N/A | MONTHLY | JCD01 | UNIT #1 | AVAILABLE | N/A | N/A | 4 |  | 2 | N/A | N/A | N/A | OPEN
172 | NURSERY-ELECTRO-MECHANICAL | NURSERY & GREENHOUSES | 007914 | NURSERY-PPM-OPERATOR SIDE VENT -007914 | Low | Checking & cleaning | N/A | MONTHLY | JCD03 | UNIT #8 | AVAILABLE | N/A | N/A | 4 |  | 2 | N/A | N/A | N/A | OPEN
173 | NURSERY-ELECTRO-MECHANICAL | NURSERY & GREENHOUSES | 007903 | NURSERY-PPM-OPERATOR SIDE VENT-007903 | Low | Checking & cleaning | N/A | MONTHLY | JCD02 | UNIT #5 | AVAILABLE | N/A | N/A | 4 |  | 2 | N/A | N/A | N/A | OPEN
174 | NURSERY-ELECTRO-MECHANICAL | NURSERY & GREENHOUSES | 007809 | NURSERY-PPM-OPERATOR SIDE VENT -007809 | Low | Checking & cleaning | N/A | MONTHLY | JCD01 | UNIT #3 | AVAILABLE | N/A | N/A | 4 |  | 2 | N/A | N/A | N/A | OPEN
175 | NURSERY-ELECTRO-MECHANICAL | NURSERY & GREENHOUSES | 007916 | NURSERY-PPM-OPERATOR SIDE VENT -007916 | Low | Checking & cleaning | N/A | MONTHLY | JCD03 | UNIT #9 | AVAILABLE | N/A | N/A | 4 |  | 2 | N/A | N/A | N/A | OPEN
176 | NURSERY-ELECTRO-MECHANICAL | NURSERY & GREENHOUSES | 007911 | NURSERY-PPM-OPERATOR SIDE VENT -007911 | Low | Checking & cleaning | N/A | MONTHLY | JCD02 | UNIT #7 | AVAILABLE | N/A | N/A | 4 |  | 2 | N/A | N/A | N/A | OPEN
177 | NURSERY-ELECTRO-MECHANICAL | NURSERY & GREENHOUSES | 007918 | NURSERY-PPM-OPERATOR SIDE VENT -007918 | Low | Checking & cleaning | N/A | MONTHLY | JCD03 | UNIT #10 | AVAILABLE | N/A | N/A | 4 |  | 2 | N/A | N/A | N/A | OPEN
178 | NURSERY-ELECTRO-MECHANICAL | NURSERY & GREENHOUSES | 007808 | NURSERY-PPM-OPERATOR SIDE VENT -007808 | Low | Checking & cleaning | N/A | MONTHLY | JCD01 | UNIT #2 | AVAILABLE | N/A | N/A | 4 |  | 2 | N/A | N/A | N/A | OPEN
179 | NURSERY-ELECTRO-MECHANICAL | NURSERY & GREENHOUSES | 007902 | NURSERY-PPM-OPERATOR SIDE VENT -007902 | Low | Checking & cleaning | N/A | MONTHLY | JCD01 | UNIT #4 | AVAILABLE | N/A | N/A | 4 |  | 2 | N/A | N/A | N/A | OPEN
180 | NURSERY-ELECTRO-MECHANICAL | NURSERY & GREENHOUSES | 007909 | NURSERY-PPM-OPERATOR SIDE VENT -007909 | Low | Checking & cleaning | N/A | MONTHLY | JCD02 | UNIT #6 | AVAILABLE | N/A | N/A | 4 |  | 2 | N/A | N/A | N/A | OPEN
181 | NURSERY-ELECTRO-MECHANICAL | NURSERY & GREENHOUSES | 007941 | NURSERY-PPM-PUMP SUMP -007941 | Low | Checking & cleaning | N/A | MONTHLY | JCD03 | UNIT #8 | AVAILABLE | N/A | N/A | 4 |  | 2 | N/A | N/A | N/A | OPEN
182 | NURSERY-ELECTRO-MECHANICAL | NURSERY & GREENHOUSES | 007943 | NURSERY-PPM-PUMP SUMP -007943 | Low | Checking & cleaning | N/A | MONTHLY | JCD03 | UNIT #9 | AVAILABLE | N/A | N/A | 4 |  | 2 | N/A | N/A | N/A | OPEN
183 | NURSERY-ELECTRO-MECHANICAL | NURSERY & GREENHOUSES | 007945 | NURSERY-PPM-PUMP SUMP -007945 | Low | Checking & cleaning | N/A | MONTHLY | JCD03 | UNIT #10 | AVAILABLE | N/A | N/A | 4 |  | 2 | N/A | N/A | N/A | OPEN
184 | NURSERY-ELECTRO-MECHANICAL | NURSERY & GREENHOUSES | 007806 | NURSERY-PPM-PANEL VENT CONTROL -007806 | Low | Checking & cleaning | N/A | MONTHLY | JCD01 | UNIT #2 | AVAILABLE | N/A | N/A | 4 |  | 2 | N/A | N/A | N/A | OPEN
185 | NURSERY-ELECTRO-MECHANICAL | NURSERY & GREENHOUSES | 007944 | NURSERY-PPM-TANK SUMP -007944 | Low | Checking & cleaning | N/A | MONTHLY | JCD03 | UNIT #10 | AVAILABLE | N/A | N/A | 4 |  | 2 | N/A | N/A | N/A | OPEN
186 | NURSERY-ELECTRO-MECHANICAL | NURSERY & GREENHOUSES | 007940 | NURSERY-PPM-TANK SUMP-007940 | Low | Checking & cleaning | N/A | MONTHLY | JCD03 | UNIT #8 | AVAILABLE | N/A | N/A | 4 |  | 2 | N/A | N/A | N/A | OPEN
187 | NURSERY-ELECTRO-MECHANICAL | NURSERY & GREENHOUSES | 007942 | NURSERY-PPM-TANK SUMP -007942 | Low | Checking & cleaning | N/A | MONTHLY | JCD03 | UNIT #9 | AVAILABLE | N/A | N/A | 4 |  | 2 | N/A | N/A | N/A | OPEN
188 | NURSERY-ELECTRO-MECHANICAL | NURSERY & GREENHOUSES | 007906 | NURSERY-PPM-PUMP HEATED WATER -007906 | Low | Checking & cleaning | N/A | MONTHLY | JCD00 | OUTSIDE | AVAILABLE | N/A | N/A | 4 |  | 2 | N/A | N/A | N/A | OPEN
189 | NURSERY-ELECTRO-MECHANICAL | NURSERY & GREENHOUSES | 007907 | NURSERY-PPM-PUMP HEATED WATER-007907 | Low | Checking & cleaning | N/A | MONTHLY | JCD00 | OUTSIDE | AVAILABLE | N/A | N/A | 4 |  | 2 | N/A | N/A | N/A | OPEN
190 | NURSERY-ELECTRO-MECHANICAL | NURSERY & GREENHOUSES | 009231 | NURSERY-PPM-SYSTEM SHADE HOUSE -009231 | Low | Checking & cleaning | N/A | MONTHLY | JCD00 | MULTIPLE | AVAILABLE | N/A | N/A | 4 |  | 2 | N/A | N/A | N/A | OPEN
191 | NURSERY-ELECTRO-MECHANICAL | NURSERY & GREENHOUSES | 009170 | NURSERY-PPM-STRU NURSERY MIX BIN-009170 | Low | Checking & cleaning | N/A | MONTHLY | JCD04 | MULTIPLE | AVAILABLE | N/A | N/A | 4 |  | 2 | N/A | N/A | N/A | OPEN
192 | NURSERY-ELECTRO-MECHANICAL | NURSERY & GREENHOUSES | 009159 | NURSERY-PPM-SYSTEM BLACK CLOTH -009159 | Low | Checking & cleaning | N/A | MONTHLY | JCD02 | MULTIPLE | AVAILABLE | N/A | N/A | 4 |  | 2 | N/A | N/A | N/A | OPEN
193 | NURSERY-ELECTRO-MECHANICAL | NURSERY & GREENHOUSES | 009165 | NURSERY-PPM-SYSTEM FERTLZD WATER-009165 | Low | Checking & cleaning | N/A | MONTHLY | JCD03 | MULTIPLE | AVAILABLE | N/A | N/A | 4 |  | 2 | N/A | N/A | N/A | OPEN
194 | NURSERY-ELECTRO-MECHANICAL | NURSERY & GREENHOUSES | 009144 | NURSERY-PPM-SYSTEM FERTLZD WATER-009144 | Low | Checking & cleaning | N/A | MONTHLY | JCD01 | MULTIPLE | AVAILABLE | N/A | N/A | 4 |  | 2 | N/A | N/A | N/A | OPEN
195 | NURSERY-ELECTRO-MECHANICAL | NURSERY & GREENHOUSES | 009136 | NURSERY-PPM-SYSTEM FERTLZD WATER-009136 | Low | Checking & cleaning | N/A | MONTHLY | JCD00 | MULTIPLE | AVAILABLE | N/A | N/A | 4 |  | 2 | N/A | N/A | N/A | OPEN
196 | NURSERY-ELECTRO-MECHANICAL | NURSERY & GREENHOUSES | 009154 | NURSERY-PPM-SYSTEM FERTLZD WATER-009154 | Low | Checking & cleaning | N/A | MONTHLY | JCD02 | MULTIPLE | AVAILABLE | N/A | N/A | 4 |  | 2 | N/A | N/A | N/A | OPEN
197 | NURSERY-ELECTRO-MECHANICAL | NURSERY & GREENHOUSES | 009157 | NURSERY-PPM-SYSTEM HVAC & ENERGY-009157 | Low | Checking & cleaning | N/A | MONTHLY | JCD02 | MULTIPLE | AVAILABLE | N/A | N/A | 4 |  | 2 | N/A | N/A | N/A | OPEN
198 | NURSERY-ELECTRO-MECHANICAL | NURSERY & GREENHOUSES | 009168 | NURSERY-PPM-SYSTEM HVAC & ENERGY-009168 | Low | Checking & cleaning | N/A | MONTHLY | JCD03 | MULTIPLE | AVAILABLE | N/A | N/A | 4 |  | 2 | N/A | N/A | N/A | OPEN
199 | NURSERY-ELECTRO-MECHANICAL | NURSERY & GREENHOUSES | 009148 | NURSERY-PPM-SYSTEM HVAC & ENERGY-009148 | Low | Checking & cleaning | N/A | MONTHLY | JCD01 | MULTIPLE | AVAILABLE | N/A | N/A | 4 |  | 2 | N/A | N/A | N/A | OPEN
200 | NURSERY-ELECTRO-MECHANICAL | NURSERY & GREENHOUSES | 009160 | NURSERY-PPM-SYSTEM PROPANE DIST -009160 | Low | Checking & cleaning | N/A | MONTHLY | JCD02 | MULTIPLE | AVAILABLE | N/A | N/A | 4 |  | 2 | N/A | N/A | N/A | OPEN
201 | NURSERY-ELECTRO-MECHANICAL | NURSERY & GREENHOUSES | 009150 | NURSERY-PPM-SYSTEM PROPANE DIST -009150 | Low | Checking & cleaning | N/A | MONTHLY | JCD01 | MULTIPLE | AVAILABLE | N/A | N/A | 4 |  | 2 | N/A | N/A | N/A | OPEN
202 | NURSERY-ELECTRO-MECHANICAL | NURSERY & GREENHOUSES | 009342 | NURSERY-PPM-SYSTEM PROPANE DIST -009342 | Low | Checking & cleaning | N/A | MONTHLY | JCD00 | MULTIPLE | AVAILABLE | N/A | N/A | 4 |  | 2 | N/A | N/A | N/A | OPEN
203 | NURSERY-ELECTRO-MECHANICAL | NURSERY & GREENHOUSES | 009169 | NURSERY-PPM-SYSTEM PROPANE DIST -009169 | Low | Checking & cleaning | N/A | MONTHLY | JCD03 | MULTIPLE | AVAILABLE | N/A | N/A | 4 |  | 2 | N/A | N/A | N/A | OPEN
204 | NURSERY-ELECTRO-MECHANICAL | NURSERY & GREENHOUSES | 009143 | NURSERY-PPM-SYSTEM SHADE CLOTH -009143 | Low | Checking & cleaning | N/A | MONTHLY | JCD01 | MULTIPLE | AVAILABLE | N/A | N/A | 4 |  | 2 | N/A | N/A | N/A | OPEN
205 | NURSERY-ELECTRO-MECHANICAL | NURSERY & GREENHOUSES | 009158 | NURSERY-PPM-SYSTEM SHADE CLOTH -009158 | Low | Checking & cleaning | N/A | MONTHLY | JCD02 | MULTIPLE | AVAILABLE | N/A | N/A | 4 |  | 2 | N/A | N/A | N/A | OPEN
206 | NURSERY-ELECTRO-MECHANICAL | NURSERY & GREENHOUSES | 009164 | NURSERY-PPM-SYSTEM SHADE CLOTH -009164 | Low | Checking & cleaning | N/A | MONTHLY | JCD03 | MULTIPLE | AVAILABLE | N/A | N/A | 4 |  | 2 | N/A | N/A | N/A | OPEN
207 | NURSERY-ELECTRO-MECHANICAL | NURSERY & GREENHOUSES | 007450 | NURSERY-PPM-UNIT AIR HANDLING -007450 | Low | Checking & cleaning | N/A | MONTHLY | JCD01 | HEAD HOUSE | AVAILABLE | N/A | N/A | 4 |  | 2 | N/A | N/A | N/A | OPEN
208 | NURSERY-ELECTRO-MECHANICAL | NURSERY & GREENHOUSES | 007849 | NURSERY-PPM-UNIT AIR HANDLING -007849 | Low | Checking & cleaning | N/A | MONTHLY | JCD01 | HEAD HOUSE | AVAILABLE | N/A | N/A | 4 |  | 2 | N/A | N/A | N/A | OPEN
209 | NURSERY-ELECTRO-MECHANICAL | NURSERY & GREENHOUSES | 007448 | NURSERY-PPM-UNIT CONDENSING -007448 | Low | Checking & cleaning | N/A | MONTHLY | JCD01 | HEAD HOUSE | AVAILABLE | N/A | N/A | 4 |  | 2 | N/A | N/A | N/A | OPEN
210 | NURSERY-ELECTRO-MECHANICAL | NURSERY & GREENHOUSES | 007447 | NURSERY-PPM-UNIT CONDENSING -007447 | Low | Checking & cleaning | N/A | MONTHLY | JCD01 | HEAD HOUSE | AVAILABLE | N/A | N/A | 4 |  | 2 | N/A | N/A | N/A | OPEN
211 | NURSERY-ELECTRO-MECHANICAL | NURSERY & GREENHOUSES | 007801 | NURSERY-PPM-UNIT CONDENSING -007801 | Low | Checking & cleaning | N/A | MONTHLY | JCD01 | OUTSIDE-S | AVAILABLE | N/A | N/A | 4 |  | 2 | N/A | N/A | N/A | OPEN
212 | NURSERY-ELECTRO-MECHANICAL | NURSERY & GREENHOUSES | 007803 | NURSERY-PPM-UNIT CONDENSING -007803 | Low | Checking & cleaning | N/A | MONTHLY | JCD01 | OUTSIDE-N | AVAILABLE | N/A | N/A | 4 |  | 2 | N/A | N/A | N/A | OPEN
213 | NURSERY-ELECTRO-MECHANICAL | NURSERY & GREENHOUSES | 007884 | NURSERY-PPM-UNIT EVAPORATOR -007884 | Low | Checking & cleaning | N/A | MONTHLY | JCD01 | HEAD HOUSE | AVAILABLE | N/A | N/A | 4 |  | 2 | N/A | N/A | N/A | OPEN
214 | NURSERY-ELECTRO-MECHANICAL | NURSERY & GREENHOUSES | 007885 | NURSERY-PPM-UNIT EVAPORATOR -007885 | Low | Checking & cleaning | N/A | MONTHLY | JCD01 | HEAD HOUSE | AVAILABLE | N/A | N/A | 4 |  | 2 | N/A | N/A | N/A | OPEN
215 | NURSERY-ELECTRO-MECHANICAL | NURSERY & GREENHOUSES | 007432 | NURSERY-PPM-FAN EXHAUST -007432 | Low | Checking & cleaning | N/A | MONTHLY | JCD03 | UNIT #9 | AVAILABLE | N/A | N/A | 4 |  | 2 | N/A | N/A | N/A | OPEN

## NURSERY-SPECIAL SYSTEM
NABATAT Monthly Preventive Maintenance Plan
PREVENTIVE MAINTENANCE (PM) FOR MONTH OF ( ( DECEMBER 2024 ) | [14 empty] | PLAN PREPARED DATE: | [5 empty] | Service Provider Signature: | [6 empty] | DACO Director Signature:
O&M CONTRACTOR SECTION | [27 empty] | DACO INSPECTOR SECTION
S.NO | System | Sub-System | Equipment Tag Number | Equipment Description | Criticality (High, Medium, Low) | PM Description | Reference check list number | PM Frequency | Work Location |  |  |  |  | Planned Details | [5 empty] | Status | Actual Details | [5 empty] | Remarks | APPROVE | REJECT | REMARKS | INSPECTOR NAME | INSPECTOR SIGNATURE
[9 empty] | FACILITY CODE | FACILITY NAME | LEVEL | ROOM # | ROOM NAME | Planned Manhours (MHrs) | Planned date | No. of Person(s) | Spare Parts required | NOTAM Required | Outage Required |  | Log Number # | Actual Manhours (MHrs) | Actual date | Actual Time | No. of Person(s) | Spare Parts Used
1 | NURSERY-SPECIAL SYSTEM | NURSERY & GREENHOUSES | 007823 | NURSERY-PPM-PANEL BLK CLOTH CTRL-007823 | Low | Checking cleaning | N/A | MONTHLY | JCD02 | UNIT #7 | AVAILABLE | N/A | N/A | 4 |  | 2 | N/A | N/A | N/A | OPEN
2 | NURSERY-SPECIAL SYSTEM | NURSERY & GREENHOUSES | 007821 | NURSERY-PPM-PANEL BLK CLOTH CTRL-007821 | Low | Checking cleaning | N/A | MONTHLY | JCD02 | UNIT #7 | AVAILABLE | N/A | N/A | 4 |  | 2 | N/A | N/A | N/A | OPEN
3 | NURSERY-SPECIAL SYSTEM | NURSERY & GREENHOUSES | 008601 | NURSERY-PPM-PANEL BLK CLOTH CTRL-008601 | Low | Checking cleaning | N/A | MONTHLY | JCD02 | UNIT #5 | AVAILABLE | N/A | N/A | 4 |  | 2 | N/A | N/A | N/A | OPEN
4 | NURSERY-SPECIAL SYSTEM | NURSERY & GREENHOUSES | 007826 | NURSERY-PPM-PANEL BLK CLOTH CTRL-007826 | Low | Checking cleaning | N/A | MONTHLY | JCD02 | UNIT #6 | AVAILABLE | N/A | N/A | 4 |  | 2 | N/A | N/A | N/A | OPEN
5 | NURSERY-SPECIAL SYSTEM | NURSERY & GREENHOUSES | 007829 | NURSERY-PPM-PANEL BLK CLOTH CTRL-007829 | Low | Checking cleaning | N/A | MONTHLY | JCD02 | UNIT #5 | AVAILABLE | N/A | N/A | 4 |  | 2 | N/A | N/A | N/A | OPEN
6 | NURSERY-SPECIAL SYSTEM | NURSERY & GREENHOUSES | 007824 | NURSERY-PPM-PANEL BLK CLOTH CTRL-007824 | Low | Checking cleaning | N/A | MONTHLY | JCD02 | UNIT #6 | AVAILABLE | N/A | N/A | 4 |  | 2 | N/A | N/A | N/A | OPEN
7 | NURSERY-SPECIAL SYSTEM | NURSERY & GREENHOUSES | 007449 | NURSERY-PPM-DETECTOR SMOKE-007449 | Low | Checking & cleaning | N/A | MONTHLY | JCD01 | HEAD HOUSE | AVAILABLE | N/A | N/A | 4 |  | 2 | N/A | N/A | N/A | OPEN
8 | NURSERY-SPECIAL SYSTEM | NURSERY & GREENHOUSES | 007850 | NURSERY-PPM-DETECTOR SMOKE-007850 | Low | Checking & cleaning | N/A | MONTHLY | JCD01 | HEAD HOUSE | AVAILABLE | N/A | N/A | 4 |  | 2 | N/A | N/A | N/A | OPEN
9 | NURSERY-SPECIAL SYSTEM | NURSERY & GREENHOUSES | 040670 | NURSERY-PPM-CONTRLLER IRRIGATION-040670 | Low | Checking & cleaning | N/A | MONTHLY | JCD00 | ENTRANCE | AVAILABLE | N/A | N/A | 4 |  | 2 | N/A | N/A | N/A | OPEN
10 | NURSERY-SPECIAL SYSTEM | NURSERY & GREENHOUSES | 008641 | NURSERY-PPM-PANEL IRRIGATION CTL-008641 | Low | Checking cleaning | N/A | MONTHLY | JCD00 | OUTSIDE | AVAILABLE | N/A | N/A | 4 |  | 2 | N/A | N/A | N/A | OPEN
11 | NURSERY-SPECIAL SYSTEM | NURSERY & GREENHOUSES | 008638 | NURSERY-PPM-PANEL IRRIGATION CTL-008638 | Low | Checking cleaning | N/A | MONTHLY | JCD00 | OUTSIDE | AVAILABLE | N/A | N/A | 4 |  | 2 | N/A | N/A | N/A | OPEN
12 | NURSERY-SPECIAL SYSTEM | NURSERY & GREENHOUSES | 008637 | NURSERY-PPM-PANEL IRRIGATION CTL-008637 | Low | Checking cleaning | N/A | MONTHLY | JCD00 | OUTSIDE | AVAILABLE | N/A | N/A | 4 |  | 2 | N/A | N/A | N/A | OPEN
13 | NURSERY-SPECIAL SYSTEM | NURSERY & GREENHOUSES | 008644 | NURSERY-PPM-PANEL IRRIGATION CTL-008644 | Low | Checking cleaning | N/A | MONTHLY | JCD00 | OUTSIDE | AVAILABLE | N/A | N/A | 4 |  | 2 | N/A | N/A | N/A | OPEN
14 | NURSERY-SPECIAL SYSTEM | NURSERY & GREENHOUSES | 008642 | NURSERY-PPM-PANEL IRRIGATION CTL-008642 | Low | Checking cleaning | N/A | MONTHLY | JCD00 | OUTSIDE | AVAILABLE | N/A | N/A | 4 |  | 2 | N/A | N/A | N/A | OPEN
15 | NURSERY-SPECIAL SYSTEM | NURSERY & GREENHOUSES | 008639 | NURSERY-PPM-PANEL IRRIGATION CTL-008639 | Low | Checking & cleaning | N/A | MONTHLY | JCD00 | OUTSIDE | AVAILABLE | N/A | N/A | 4 |  | 2 | N/A | N/A | N/A | OPEN
16 | NURSERY-SPECIAL SYSTEM | NURSERY & GREENHOUSES | 008643 | NURSERY-PPM-PANEL IRRIGATION CTL-008643 | Low | Checking & cleaning | N/A | MONTHLY | JCD00 | OUTSIDE | AVAILABLE | N/A | N/A | 4 |  | 2 | N/A | N/A | N/A | OPEN
17 | NURSERY-SPECIAL SYSTEM | NURSERY & GREENHOUSES | 008640 | NURSERY-PPM-PANEL IRRIGATION CTL-008640 | Low | Checking & cleaning | N/A | MONTHLY | JCD00 | OUTSIDE | AVAILABLE | N/A | N/A | 4 |  | 2 | N/A | N/A | N/A | OPEN
18 | NURSERY-SPECIAL SYSTEM | NURSERY & GREENHOUSES | 007832 | NURSERY-PPM-PANEL IRRIGATION CTL-007832 | Low | Checking & cleaning | N/A | MONTHLY | JCD01 | UNIT #4 | AVAILABLE | N/A | N/A | 4 |  | 2 | N/A | N/A | N/A | OPEN
19 | NURSERY-SPECIAL SYSTEM | NURSERY & GREENHOUSES | 007842 | NURSERY-PPM-PANEL MIST CONTROL-007842 | Low | Checking cleaning | N/A | MONTHLY | JCD01 | GREEN/H #2 | AVAILABLE | N/A | N/A | 4 |  | 2 | N/A | N/A | N/A | OPEN
20 | NURSERY-SPECIAL SYSTEM | NURSERY & GREENHOUSES | 007847 | NURSERY-PPM-PANEL MIST CONTROL-007847 | Low | Checking cleaning | N/A | MONTHLY | JCD01 | GREEN/H #1 | AVAILABLE | N/A | N/A | 4 |  | 2 | N/A | N/A | N/A | OPEN
21 | NURSERY-SPECIAL SYSTEM | NURSERY & GREENHOUSES | 007848 | NURSERY-PPM-PANEL MIST CONTROL -007848 | Low | Checking cleaning | N/A | MONTHLY | JCD01 | GREEN/H #1 | AVAILABLE | N/A | N/A | 4 |  | 2 | N/A | N/A | N/A | OPEN
22 | NURSERY-SPECIAL SYSTEM | NURSERY & GREENHOUSES | 007843 | NURSERY-PPM-PANEL MIST CONTROL-007843 | Low | Checking cleaning | N/A | MONTHLY | JCD01 | GREEN/H #2 | AVAILABLE | N/A | N/A | 4 |  | 2 | N/A | N/A | N/A | OPEN
23 | NURSERY-SPECIAL SYSTEM | NURSERY & GREENHOUSES | 007837 | NURSERY-PPM-PANEL MIST CONTROL-007837 | Low | Checking cleaning | N/A | MONTHLY | JCD01 | GREEN/H #3 | AVAILABLE | N/A | N/A | 4 |  | 2 | N/A | N/A | N/A | OPEN
24 | NURSERY-SPECIAL SYSTEM | NURSERY & GREENHOUSES | 007836 | NURSERY-PPM-PANEL MIST CONTROL -007836 | Low | Checking cleaning | N/A | MONTHLY | JCD01 | GREEN/H #3 | AVAILABLE | N/A | N/A | 4 |  | 2 | N/A | N/A | N/A | OPEN
25 | NURSERY-SPECIAL SYSTEM | NURSERY & GREENHOUSES | 007830 | NURSERY-PPM-PANEL IRRIGATION CTL-007830 | Low | Checking & cleaning | N/A | MONTHLY | JCD02 | UNIT #5 | AVAILABLE | N/A | N/A | 4 |  | 2 | N/A | N/A | N/A | OPEN
26 | NURSERY-SPECIAL SYSTEM | NURSERY & GREENHOUSES | 007820 | NURSERY-PPM-PANEL IRRIGATION CTL-007820 | Low | Checking & cleaning | N/A | MONTHLY | JCD03 | UNIT #8 | AVAILABLE | N/A | N/A | 4 |  | 2 | N/A | N/A | N/A | OPEN
27 | NURSERY-SPECIAL SYSTEM | NURSERY & GREENHOUSES | 007846 | NURSERY-PPM-PANEL ENVRNMENTL CTL-007846 | Low | Checking & cleaning | N/A | MONTHLY | JCD01 | UNIT #1 | AVAILABLE | N/A | N/A | 4 |  | 2 | N/A | N/A | N/A | OPEN
28 | NURSERY-SPECIAL SYSTEM | NURSERY & GREENHOUSES | 007831 | NURSERY-PPM-PANEL ENVRNMENTL CTL-007831 | Low | Checking & cleaning | N/A | MONTHLY | JCD01 | UNIT #4 | AVAILABLE | N/A | N/A | 4 |  | 2 | N/A | N/A | N/A | OPEN
29 | NURSERY-SPECIAL SYSTEM | NURSERY & GREENHOUSES | 007841 | NURSERY-PPM-PANEL ENVRNMENTL CTL-007841 | Low | Checking & cleaning | N/A | MONTHLY | JCD01 | UNIT #2 | AVAILABLE | N/A | N/A | 4 |  | 2 | N/A | N/A | N/A | OPEN
30 | NURSERY-SPECIAL SYSTEM | NURSERY & GREENHOUSES | 007835 | NURSERY-PPM-PANEL ENVRNMENTL CTL-007835 | Low | Checking & cleaning | N/A | MONTHLY | JCD01 | UNIT #3 | AVAILABLE | N/A | N/A | 4 |  | 2 | N/A | N/A | N/A | OPEN
31 | NURSERY-SPECIAL SYSTEM | NURSERY & GREENHOUSES | 007828 | NURSERY-PPM-PANEL ENVRNMENTL CTL-007828 | Low | Checking cleaning | N/A | MONTHLY | JCD02 | UNIT #5 | AVAILABLE | N/A | N/A | 4 |  | 2 | N/A | N/A | N/A | OPEN
32 | NURSERY-SPECIAL SYSTEM | NURSERY & GREENHOUSES | 007822 | NURSERY-PPM-PANEL ENVRNMENTL CTL-007822 | Low | Checking cleaning | N/A | MONTHLY | JCD02 | UNIT #7 | AVAILABLE | N/A | N/A | 4 |  | 2 | N/A | N/A | N/A | OPEN
33 | NURSERY-SPECIAL SYSTEM | NURSERY & GREENHOUSES | 007825 | NURSERY-PPM-PANEL ENVRNMENTL CTL-007825 | Low | Checking cleaning | N/A | MONTHLY | JCD02 | UNIT #6 | AVAILABLE | N/A | N/A | 4 |  | 2 | N/A | N/A | N/A | OPEN
34 | NURSERY-SPECIAL SYSTEM | NURSERY & GREENHOUSES | 007819 | NURSERY-PPM-PANEL ENVRNMENTL CTL-007819 | Low | Checking cleaning | N/A | MONTHLY | JCD03 | UNIT #8 | AVAILABLE | N/A | N/A | 4 |  | 2 | N/A | N/A | N/A | OPEN
35 | NURSERY-SPECIAL SYSTEM | NURSERY & GREENHOUSES | 007814 | NURSERY-PPM-PANEL ENVRNMENTL CTL-007814 | Low | Checking cleaning | N/A | MONTHLY | JCD03 | UNIT #9 | AVAILABLE | N/A | N/A | 4 |  | 2 | N/A | N/A | N/A | OPEN
36 | NURSERY-SPECIAL SYSTEM | NURSERY & GREENHOUSES | 007813 | NURSERY-PPM-PANEL ENVRNMENTL CTL-007813 | Low | Checking cleaning | N/A | MONTHLY | JCD03 | UNIT #10 | AVAILABLE | N/A | N/A | 4 |  | 2 | N/A | N/A | N/A | OPEN
37 | NURSERY-SPECIAL SYSTEM | NURSERY & GREENHOUSES | 007818 | NURSERY-PPM-PANEL MOTOR CONTROL -007818 | Low | Checking & cleaning | N/A | MONTHLY | JCD03 | GREEN/H #8 | AVAILABLE | N/A | N/A | 4 |  | 2 | N/A | N/A | N/A | OPEN
38 | NURSERY-SPECIAL SYSTEM | NURSERY & GREENHOUSES | 007807 | NURSERY-PPM-PANEL VENT C0NTROL -007807 | Low | Checking & cleaning | N/A | MONTHLY | JCD01 | UNIT #3 | AVAILABLE | N/A | N/A | 4 |  | 2 | N/A | N/A | N/A | OPEN
39 | NURSERY-SPECIAL SYSTEM | NURSERY & GREENHOUSES | 007804 | NURSERY-PPM-PANEL VENT C0NTROL -007804 | Low | Checking & cleaning | N/A | MONTHLY | JCD01 | UNIT #1 | AVAILABLE | N/A | N/A | 4 |  | 2 | N/A | N/A | N/A | OPEN
40 | NURSERY-SPECIAL SYSTEM | NURSERY & GREENHOUSES | 007901 | NURSERY-PPM-PANEL VENT C0NTROL-007901 | Low | Checking & cleaning | N/A | MONTHLY | JCD01 | UNIT #4 | AVAILABLE | N/A | N/A | 4 |  | 2 | N/A | N/A | N/A | OPEN
41 | NURSERY-SPECIAL SYSTEM | NURSERY & GREENHOUSES | 007915 | NURSERY-PPM-PANEL VENT C0NTROL-007915 | Low | Checking & cleaning | N/A | MONTHLY | JCD03 | UNIT #9 | AVAILABLE | N/A | N/A | 4 |  | 2 | N/A | N/A | N/A | OPEN
42 | NURSERY-SPECIAL SYSTEM | NURSERY & GREENHOUSES | 007913 | NURSERY-PPM-PANEL VENT CONTROL -007913 | Low | Checking cleaning | N/A | MONTHLY | JCD03 | UNIT #8 | AVAILABLE | N/A | N/A | 4 |  | 2 | N/A | N/A | N/A | OPEN
43 | NURSERY-SPECIAL SYSTEM | NURSERY & GREENHOUSES | 007908 | NURSERY-PPM-PANEL VENT CONTROL-007908 | Low | Checking cleaning | N/A | MONTHLY | JCD02 | UNIT #6 | AVAILABLE | N/A | N/A | 4 |  | 2 | N/A | N/A | N/A | OPEN
44 | NURSERY-SPECIAL SYSTEM | NURSERY & GREENHOUSES | 007904 | NURSERY-PPM-PANEL VENT CONTROL-007904 | Low | Checking cleaning | N/A | MONTHLY | JCD02 | UNIT #5 | AVAILABLE | N/A | N/A | 4 |  | 2 | N/A | N/A | N/A | OPEN
45 | NURSERY-SPECIAL SYSTEM | NURSERY & GREENHOUSES | 007910 | NURSERY-PPM-PANEL VENT CONTROL -007910 | Low | Checking cleaning | N/A | MONTHLY | JCD02 | UNIT #7 | AVAILABLE | N/A | N/A | 4 |  | 2 | N/A | N/A | N/A | OPEN
46 | NURSERY-SPECIAL SYSTEM | NURSERY & GREENHOUSES | 007917 | NURSERY-PPM-PANEL VENT CONTROL -007917 | Low | Checking cleaning | N/A | MONTHLY | JCD03 | UNIT #10 | AVAILABLE | N/A | N/A | 4 |  | 2 | N/A | N/A | N/A | OPEN

## PM NURSERY (hidden)
NABATAT Monthly Preventive Maintenance Plan
PREVENTIVE MAINTENANCE (PM) FOR MONTH OF ( NOVEMBER 2024 ) | [14 empty] | PLAN PREPARED DATE: | [5 empty] | Service Provider Signature: | [6 empty] | DACO Director Signature:
O&M CONTRACTOR SECTION | [27 empty] | DACO INSPECTOR SECTION
S.NO | System | Sub-System | Equipment Tag Number | Equipment Description | Criticality (High, Medium, Low) | PM Description | Reference check list number | PM Frequency | Work Location |  |  |  |  | Planned Details | [5 empty] | Status | Actual Details | [5 empty] | Remarks | APPROVE | REJECT | REMARKS | INSPECTOR NAME | INSPECTOR SIGNETURE
[9 empty] | FACILITY CODE | FACILITY NAME | LEVEL | ROOM # | ROOM NAME | Planned Manhours (MHrs) | Planned date | No. of Person(s) | Spare Parts required | NOTAM Required | Outage Required |  | Log Number # | Actual Manhours (MHrs) | Actual date | Actual Time | No. of Person(s) | Spare Parts Used
1 | Electrical | Panelboard | 7880 | Panelboard 110/220v | Low | Checking & Monitoring |  | Daily | JCD01 | Headhouse | Available | 1 | Headhouse | 16 | 2024-10-01 | 2 | N/A | N/A | N/A | OPEN
2 | Special System | Motor Control | 007882 | Panel Motor Control | Low | Energize, Checking & Monitoring |  | Daily | JCD01 | Headhouse | Available | 1 | Headhouse | 16 | 2024-10-01 | 2 | N/A | N/A | N/A | OPEN
3 | Electrical | Panelboard | 007811 | Panelboard 110/220v | Low | Checking & Monitoring |  | Daily | JCD02 | Unit# 5 | Available | 1 | Green/H #5 | 16 | 2024-10-01 | 2 | N/A | N/A | N/A | OPEN
4 | Special System | Motor Control | 007827 | Panel Motor Control | Low | Energize, Checking & Monitoring |  | Daily | JCD02 | Green/H #5 | Available | 1 | Green/H #5 | 16 | 2024-10-01 | 2 | N/A | N/A | N/A | OPEN
5 | Electrical | Panelboard | 007816 | Panelboard 110/220v | Low | Checking & Monitoring |  | Daily | JCD03 | Unit# 8 | Available | 1 | Green/H #8 | 16 | 2024-10-01 | 2 | N/A | N/A | N/A | OPEN
6 | Special System | Motor Control | 007818 | Panel Motor Control | Low | Energize, Checking & Monitoring |  | Daily | JCD03 | Green/H #8 | Available | 1 | Green/H #8 | 16 | 2024-10-01 | 2 | N/A | N/A | N/A | OPEN
7 | Electrical | Panelboard | 041032 | Panelboard 110/220v | Low | Checking & Monitoring |  | Daily | JCD00 | Greenhouse 11 | Available | 1 | Green/H #11 | 16 | 2024-10-01 | 2 | N/A | N/A | N/A | OPEN
8 | Electro.Mechanical | Exhaust fan | 007358 | Exhaust fan | Low | Quarterly PM |  | Quarterly | JCD01 | Unit# 1 | Available | 1 | Green/H #1 | 8 | 2024-10-01 | 2 | N/A | N/A | N/A | OPEN
9 | Electro.Mechanical | Exhaust fan | 007359 | Exhaust fan | Low | Quarterly PM |  | Quarterly | JCD01 | Unit# 1 | Available | 1 | Green/H #1 | 8 | 2024-10-01 | 2 | N/A | N/A | N/A | OPEN
10 | Electro.Mechanical | Exhaust fan | 007360 | Exhaust fan | Low | Quarterly PM |  | Quarterly | JCD01 | Unit# 1 | Available | 1 | Green/H #1 | 8 | 2024-10-01 | 2 | N/A | N/A | N/A | OPEN
11 | Electrical | Panelboard | 7880 | Panelboard 110/220v | Low | Checking & Monitoring |  | Daily | JCD01 | Headhouse | Available | 1 | Headhouse | 16 | 2024-10-01 | 2 | N/A | N/A | N/A | OPEN
12 | Special System | Motor Control | 007882 | Panel Motor Control | Low | Energize, Checking & Monitoring |  | Daily | JCD01 | Headhouse | Available | 1 | Headhouse | 16 | 2024-10-01 | 2 | N/A | N/A | N/A | OPEN
13 | Electrical | Panelboard | 007811 | Panelboard 110/220v | Low | Checking & Monitoring |  | Daily | JCD02 | Unit# 5 | Available | 1 | Green/H #5 | 16 | 2024-10-01 | 2 | N/A | N/A | N/A | OPEN
14 | Special System | Motor Control | 007827 | Panel Motor Control | Low | Energize, Checking & Monitoring |  | Daily | JCD02 | Green/H #5 | Available | 1 | Green/H #5 | 16 | 2024-10-01 | 2 | N/A | N/A | N/A | OPEN
15 | Electrical | Panelboard | 007816 | Panelboard 110/220v | Low | Checking & Monitoring |  | Daily | JCD03 | Unit# 8 | Available | 1 | Green/H #8 | 16 | 2024-10-01 | 2 | N/A | N/A | N/A | OPEN
16 | Special System | Motor Control | 007818 | Panel Motor Control | Low | Energize, Checking & Monitoring |  | Daily | JCD03 | Green/H #8 | Available | 1 | Green/H #8 | 16 | 2024-10-01 | 2 | N/A | N/A | N/A | OPEN
17 | Electrical | Panelboard | 041032 | Panelboard 110/220v | Low | Checking & Monitoring |  | Daily | JCD00 | Greenhouse 11 | Available | 1 | Green/H #11 | 16 | 2024-10-01 | 2 | N/A | N/A | N/A | OPEN
18 | Electro.Mechanical | Exhaust fan | 007381 | Exhaust fan | Low | Quarterly PM |  | Quarterly | JCD02 | Unit# 5 | Available | 1 | Green/H #5 | 8 | 2024-10-01 | 2 | N/A | N/A | N/A | OPEN
19 | Electro.Mechanical | Exhaust fan | 007382 | Exhaust fan | Low | Quarterly PM |  | Quarterly | JCD02 | Unit# 5 | Available | 1 | Green/H #5 | 8 | 2024-10-01 | 2 | N/A | N/A | N/A | OPEN
20 | Electro.Mechanical | Exhaust fan | 007384 | Exhaust fan | Low | Quarterly PM |  | Quarterly | JCD02 | Unit# 5 | Available | 1 | Green/H #5 | 8 | 2024-10-01 | 2 | N/A | N/A | N/A | OPEN
21 | Electrical | Panelboard | 7880 | Panelboard 110/220v | Low | Checking & Monitoring |  | Daily | JCD01 | Headhouse | Available | 1 | Headhouse | 16 | 2024-10-01 | 2 | N/A | N/A | N/A | OPEN
22 | Special System | Motor Control | 007882 | Panel Motor Control | Low | Energize, Checking & Monitoring |  | Daily | JCD01 | Headhouse | Available | 1 | Headhouse | 16 | 2024-10-01 | 2 | N/A | N/A | N/A | OPEN
23 | Electrical | Panelboard | 007811 | Panelboard 110/220v | Low | Checking & Monitoring |  | Daily | JCD02 | Unit# 5 | Available | 1 | Green/H #5 | 16 | 2024-10-01 | 2 | N/A | N/A | N/A | OPEN
24 | Special System | Motor Control | 007827 | Panel Motor Control | Low | Energize, Checking & Monitoring |  | Daily | JCD02 | Green/H #5 | Available | 1 | Green/H #5 | 16 | 2024-10-01 | 2 | N/A | N/A | N/A | OPEN
25 | Electrical | Panelboard | 007816 | Panelboard 110/220v | Low | Checking & Monitoring |  | Daily | JCD03 | Unit# 8 | Available | 1 | Green/H #8 | 16 | 2024-10-01 | 2 | N/A | N/A | N/A | OPEN
26 | Special System | Motor Control | 007818 | Panel Motor Control | Low | Energize, Checking & Monitoring |  | Daily | JCD03 | Green/H #8 | Available | 1 | Green/H #8 | 16 | 2024-10-01 | 2 | N/A | N/A | N/A | OPEN
27 | Electrical | Panelboard | 041032 | Panelboard 110/220v | Low | Checking & Monitoring |  | Daily | JCD00 | Greenhouse 11 | Available | 1 | Green/H #11 | 16 | 2024-10-01 | 2 | N/A | N/A | N/A | OPEN
28 | Electro.Mechanical | Exhaust fan | 007386 | Exhaust fan | Low | Quarterly PM |  | Quarterly | JCD02 | Unit# 5 | Available | 1 | Green/H #5 | 8 | 2024-10-01 | 2 | N/A | N/A | N/A | OPEN
29 | Electro.Mechanical | Exhaust fan | 007389 | Exhaust fan | Low | Quarterly PM |  | Quarterly | JCD02 | Unit# 5 | Available | 1 | Green/H #5 | 8 | 2024-10-01 | 2 | N/A | N/A | N/A | OPEN
30 | Electro.Mechanical | Exhaust fan | 007390 | Exhaust fan | Low | Quarterly PM |  | Quarterly | JCD02 | Unit# 5 | Available | 1 | Green/H #5 | 8 | 2024-10-01 | 2 | N/A | N/A | N/A | OPEN
31 | Electrical | Panelboard | 7880 | Panelboard 110/220v | Low | Checking & Monitoring |  | Daily | JCD01 | Headhouse | Available | 1 | Headhouse | 16 | 2024-10-01 | 2 | N/A | N/A | N/A | OPEN
32 | Special System | Motor Control | 007882 | Panel Motor Control | Low | Energize, Checking & Monitoring |  | Daily | JCD01 | Headhouse | Available | 1 | Headhouse | 16 | 2024-10-01 | 2 | N/A | N/A | N/A | OPEN
33 | Electrical | Panelboard | 007811 | Panelboard 110/220v | Low | Checking & Monitoring |  | Daily | JCD02 | Unit# 5 | Available | 1 | Green/H #5 | 16 | 2024-10-01 | 2 | N/A | N/A | N/A | OPEN
34 | Special System | Motor Control | 007827 | Panel Motor Control | Low | Energize, Checking & Monitoring |  | Daily | JCD02 | Green/H #5 | Available | 1 | Green/H #5 | 16 | 2024-10-01 | 2 | N/A | N/A | N/A | OPEN
35 | Electrical | Panelboard | 007816 | Panelboard 110/220v | Low | Checking & Monitoring |  | Daily | JCD03 | Unit# 8 | Available | 1 | Green/H #8 | 16 | 2024-10-01 | 2 | N/A | N/A | N/A | OPEN
36 | Special System | Motor Control | 007818 | Panel Motor Control | Low | Energize, Checking & Monitoring |  | Daily | JCD03 | Green/H #8 | Available | 1 | Green/H #8 | 16 | 2024-10-01 | 2 | N/A | N/A | N/A | OPEN
37 | Electrical | Panelboard | 041032 | Panelboard 110/220v | Low | Checking & Monitoring |  | Daily | JCD00 | Greenhouse 11 | Available | 1 | Green/H #11 | 16 | 2024-10-01 | 2 | N/A | N/A | N/A | OPEN
38 | Electro.Mechanical | Exhaust fan | 007391 | Exhaust fan | Low | Quarterly PM |  | Quarterly | JCD02 | Unit# 5 | Available | 1 | Green/H #5 | 8 | 2024-10-01 | 2 | N/A | N/A | N/A | OPEN
39 | Electro.Mechanical | Exhaust fan | 007392 | Exhaust fan | Low | Quarterly PM |  | Quarterly | JCD02 | Unit# 6 | Available | 1 | Green/H #6 | 8 | 2024-10-01 | 2 | N/A | N/A | N/A | OPEN
40 | Electro.Mechanical | Exhaust fan | 007394 | Exhaust fan | Low | Quarterly PM |  | Quarterly | JCD02 | Unit# 6 | Available | 1 | Green/H #6 | 8 | 2024-10-01 | 2 | N/A | N/A | N/A | OPEN
41 | Electrical | Panelboard | 7880 | Panelboard 110/220v | Low | Checking & Monitoring |  | Daily | JCD01 | Headhouse | Available | 1 | Headhouse | 16 | 2024-10-01 | 2 | N/A | N/A | N/A | OPEN
42 | Special System | Motor Control | 007882 | Panel Motor Control | Low | Energize, Checking & Monitoring |  | Daily | JCD01 | Headhouse | Available | 1 | Headhouse | 16 | 2024-10-01 | 2 | N/A | N/A | N/A | OPEN
43 | Electrical | Panelboard | 007811 | Panelboard 110/220v | Low | Checking & Monitoring |  | Daily | JCD02 | Unit# 5 | Available | 1 | Green/H #5 | 16 | 2024-10-01 | 2 | N/A | N/A | N/A | OPEN
44 | Special System | Motor Control | 007827 | Panel Motor Control | Low | Energize, Checking & Monitoring |  | Daily | JCD02 | Green/H #5 | Available | 1 | Green/H #5 | 16 | 2024-10-01 | 2 | N/A | N/A | N/A | OPEN
45 | Electrical | Panelboard | 007816 | Panelboard 110/220v | Low | Checking & Monitoring |  | Daily | JCD03 | Unit# 8 | Available | 1 | Green/H #8 | 16 | 2024-10-01 | 2 | N/A | N/A | N/A | OPEN
46 | Special System | Motor Control | 007818 | Panel Motor Control | Low | Energize, Checking & Monitoring |  | Daily | JCD03 | Green/H #8 | Available | 1 | Green/H #8 | 16 | 2024-10-01 | 2 | N/A | N/A | N/A | OPEN
47 | Electrical | Panelboard | 041032 | Panelboard 110/220v | Low | Checking & Monitoring |  | Daily | JCD00 | Greenhouse 11 | Available | 1 | Green/H #11 | 16 | 2024-10-01 | 2 | N/A | N/A | N/A | OPEN
48 | Electro.Mechanical | Exhaust fan | 007393 | Exhaust fan | Low | Quarterly PM |  | Quarterly | JCD02 | Unit# 6 | Available | 1 | Green/H #6 | 8 | 2024-10-01 | 2 | N/A | N/A | N/A | OPEN
49 | Electro.Mechanical | Exhaust fan | 007395 | Exhaust fan | Low | Quarterly PM |  | Quarterly | JCD02 | Unit# 6 | Available | 1 | Green/H #6 | 8 | 2024-10-01 | 2 | N/A | N/A | N/A | OPEN
50 | Electro.Mechanical | Exhaust fan | 007401 | Exhaust fan | Low | Quarterly PM |  | Quarterly | JCD02 | Unit# 6 | Available | 1 | Green/H #6 | 8 | 2024-10-01 | 2 | N/A | N/A | N/A | OPEN
51 | Electrical | Panelboard | 7880 | Panelboard 110/220v | Low | Checking & Monitoring |  | Daily | JCD01 | Headhouse | Available | 1 | Headhouse | 16 | 2024-10-01 | 2 | N/A | N/A | N/A | OPEN
52 | Special System | Motor Control | 007882 | Panel Motor Control | Low | Energize, Checking & Monitoring |  | Daily | JCD01 | Headhouse | Available | 1 | Headhouse | 16 | 2024-10-01 | 2 | N/A | N/A | N/A | OPEN
53 | Electrical | Panelboard | 007811 | Panelboard 110/220v | Low | Checking & Monitoring |  | Daily | JCD02 | Unit# 5 | Available | 1 | Green/H #5 | 16 | 2024-10-01 | 2 | N/A | N/A | N/A | OPEN
54 | Special System | Motor Control | 007827 | Panel Motor Control | Low | Energize, Checking & Monitoring |  | Daily | JCD02 | Green/H #5 | Available | 1 | Green/H #5 | 16 | 2024-10-01 | 2 | N/A | N/A | N/A | OPEN
55 | Electrical | Panelboard | 007816 | Panelboard 110/220v | Low | Checking & Monitoring |  | Daily | JCD03 | Unit# 8 | Available | 1 | Green/H #8 | 16 | 2024-10-01 | 2 | N/A | N/A | N/A | OPEN
56 | Special System | Motor Control | 007818 | Panel Motor Control | Low | Energize, Checking & Monitoring |  | Daily | JCD03 | Green/H #8 | Available | 1 | Green/H #8 | 16 | 2024-10-01 | 2 | N/A | N/A | N/A | OPEN
57 | Electrical | Panelboard | 041032 | Panelboard 110/220v | Low | Checking & Monitoring |  | Daily | JCD00 | Greenhouse 11 | Available | 1 | Green/H #11 | 16 | 2024-10-01 | 2 | N/A | N/A | N/A | OPEN
58 | Electro.Mechanical | Exhaust fan | 007396 | Exhaust fan | Low | Quarterly PM |  | Quarterly | JCD02 | Unit# 6 | Available | 1 | Green/H #6 | 4 | 2024-10-01 | 2 | N/A | N/A | N/A | OPEN
59 | Electro.Mechanical | Exhaust fan | 007397 | Exhaust fan | Low | Quarterly PM |  | Quarterly | JCD02 | Unit# 6 | Available | 1 | Green/H #6 | 4 | 2024-10-01 | 2 | N/A | N/A | N/A | OPEN
60 | Electrical | Panelboard | 7880 | Panelboard 110/220v | Low | Checking & Monitoring |  | Daily | JCD01 | Headhouse | Available | 1 | Headhouse | 16 | 2024-10-01 | 2 | N/A | N/A | N/A | OPEN
61 | Special System | Motor Control | 007882 | Panel Motor Control | Low | Energize, Checking & Monitoring |  | Daily | JCD01 | Headhouse | Available | 1 | Headhouse | 16 | 2024-10-01 | 2 | N/A | N/A | N/A | OPEN
62 | Electrical | Panelboard | 007811 | Panelboard 110/220v | Low | Checking & Monitoring |  | Daily | JCD02 | Unit# 5 | Available | 1 | Green/H #5 | 16 | 2024-10-01 | 2 | N/A | N/A | N/A | OPEN
63 | Special System | Motor Control | 007827 | Panel Motor Control | Low | Energize, Checking & Monitoring |  | Daily | JCD02 | Green/H #5 | Available | 1 | Green/H #5 | 16 | 2024-10-01 | 2 | N/A | N/A | N/A | OPEN
64 | Electrical | Panelboard | 007816 | Panelboard 110/220v | Low | Checking & Monitoring |  | Daily | JCD03 | Unit# 8 | Available | 1 | Green/H #8 | 16 | 2024-10-01 | 2 | N/A | N/A | N/A | OPEN
65 | Special System | Motor Control | 007818 | Panel Motor Control | Low | Energize, Checking & Monitoring |  | Daily | JCD03 | Green/H #8 | Available | 1 | Green/H #8 | 16 | 2024-10-01 | 2 | N/A | N/A | N/A | OPEN
66 | Electrical | Panelboard | 041032 | Panelboard 110/220v | Low | Checking & Monitoring |  | Daily | JCD00 | Greenhouse 11 | Available | 1 | Green/H #11 | 16 | 2024-10-01 | 2 | N/A | N/A | N/A | OPEN
67 | Electrical | Panelboard | 7880 | Panelboard 110/220v | Low | Checking & Monitoring |  | Daily | JCD01 | Headhouse | Available | 1 | Headhouse | 16 | 2024-10-01 | 2 | N/A | N/A | N/A | OPEN
68 | Special System | Motor Control | 007882 | Panel Motor Control | Low | Energize, Checking & Monitoring |  | Daily | JCD01 | Headhouse | Available | 1 | Headhouse | 16 | 2024-10-01 | 2 | N/A | N/A | N/A | OPEN
69 | Electrical | Panelboard | 007811 | Panelboard 110/220v | Low | Checking & Monitoring |  | Daily | JCD02 | Unit# 5 | Available | 1 | Green/H #5 | 16 | 2024-10-01 | 2 | N/A | N/A | N/A | OPEN
70 | Special System | Motor Control | 007827 | Panel Motor Control | Low | Energize, Checking & Monitoring |  | Daily | JCD02 | Green/H #5 | Available | 1 | Green/H #5 | 16 | 2024-10-01 | 2 | N/A | N/A | N/A | OPEN
71 | Electrical | Panelboard | 007816 | Panelboard 110/220v | Low | Checking & Monitoring |  | Daily | JCD03 | Unit# 8 | Available | 1 | Green/H #8 | 16 | 2024-10-01 | 2 | N/A | N/A | N/A | OPEN
72 | Special System | Motor Control | 007818 | Panel Motor Control | Low | Energize, Checking & Monitoring |  | Daily | JCD03 | Green/H #8 | Available | 1 | Green/H #8 | 16 | 2024-10-01 | 2 | N/A | N/A | N/A | OPEN
73 | Electrical | Panelboard | 041032 | Panelboard 110/220v | Low | Checking & Monitoring |  | Daily | JCD00 | Greenhouse 11 | Available | 1 | Green/H #11 | 16 | 2024-10-01 | 2 | N/A | N/A | N/A | OPEN
74 | Electro.Mechanical | Exhaust fan | 007399 | Exhaust fan | Low | Quarterly PM |  | Quarterly | JCD02 | Unit# 6 | Available | 1 | Green/H #6 | 12 | 2024-10-01 | 3 | N/A | N/A | N/A | OPEN
75 | Electro.Mechanical | Exhaust fan | 007400 | Exhaust fan | Low | Quarterly PM |  | Quarterly | JCD02 | Unit# 6 | Available | 1 | Green/H #6 | 12 | 2024-10-01 | 3 | N/A | N/A | N/A | OPEN
76 | Electro.Mechanical | Exhaust fan | 007402 | Exhaust fan | Low | Quarterly PM |  | Quarterly | JCD02 | Unit# 6 | Available | 1 | Green/H #6 | 12 | 2024-10-01 | 3 | N/A | N/A | N/A | OPEN
77 | Electro.Mechanical | Controller | 007847 | Panel Mist Control | Low | Monthly PM |  | Monthly | JCD01 | Green.H #1 | Available | 1 | Green.H #1 | 12 | 2024-10-01 | 3 | N/A | N/A | N/A | OPEN
78 | Electro.Mechanical | Controller | 007848 | Panel Mist Control | Low | Monthly PM |  | Monthly | JCD01 | Green.H #1 | Available | 1 | Green.H #1 | 12 | 2024-10-01 | 3 | N/A | N/A | N/A | OPEN
79 | Electro.Mechanical | Controller | 007842 | Panel Mist Control | Low | Monthly PM |  | Monthly | JCD01 | Green/H #2 | Available | 1 | Green/H #2 | 12 | 2024-10-01 | 3 | N/A | N/A | N/A | OPEN
80 | Electro.Mechanical | Controller | 007843 | Panel Mist Control | Low | Monthly PM |  | Monthly | JCD01 | Green/H #2 | Available | 1 | Green/H #2 | 12 | 2024-10-01 | 3 | N/A | N/A | N/A | OPEN
81 | Electro.Mechanical | Controller | 007841 | Panel Envrnmentl Ctl. | Low | Monthly PM |  | Monthly | JCD01 | Unit# 2 | Available | 1 | Unit# 2 | 12 | 2024-10-01 | 3 | N/A | N/A | N/A | OPEN
82 | Electrical | Panelboard | 7880 | Panelboard 110/220v | Low | Checking & Monitoring |  | Daily | JCD01 | Headhouse | Available | 1 | Headhouse | 16 | 2024-10-01 | 2 | N/A | N/A | N/A | OPEN
83 | Special System | Motor Control | 007882 | Panel Motor Control | Low | Energize, Checking & Monitoring |  | Daily | JCD01 | Headhouse | Available | 1 | Headhouse | 16 | 2024-10-01 | 2 | N/A | N/A | N/A | OPEN
84 | Electrical | Panelboard | 007811 | Panelboard 110/220v | Low | Checking & Monitoring |  | Daily | JCD02 | Unit# 5 | Available | 1 | Unit# 5 | 16 | 2024-10-01 | 2 | N/A | N/A | N/A | OPEN
85 | Special System | Motor Control | 007827 | Panel Motor Control | Low | Energize, Checking & Monitoring |  | Daily | JCD02 | Green/H #5 | Available | 1 | Greenhouse 5 | 16 | 2024-10-01 | 2 | N/A | N/A | N/A | OPEN
86 | Electrical | Panelboard | 007816 | Panelboard 110/220v | Low | Checking & Monitoring |  | Daily | JCD03 | Unit# 6 | Available | 1 | Unit# 6 | 16 | 2024-10-01 | 2 | N/A | N/A | N/A | OPEN
87 | Special System | Motor Control | 007818 | Panel Motor Control | Low | Energize, Checking & Monitoring |  | Daily | JCD03 | Green/H #8 | Available | 1 | Greenhouse 8 | 16 | 2024-10-01 | 2 | N/A | N/A | N/A | OPEN
88 | Electrical | Panelboard | 041032 | Panelboard 110/220v | Low | Checking & Monitoring |  | Daily | JCD00 | Nursery | Available | 1 | Greenhouse 11 | 16 | 2024-10-01 | 2 | N/A | N/A | N/A | OPEN
89 | Electro.Mechanical | Controller | 007836 | Panel Mist Control | Low | Monthly PM |  | Monthly | JCD01 | Green.H #3 | Available | 1 | Green.H #3 | 12 | 2024-10-01 | 3 | N/A | N/A | N/A | OPEN
90 | Electro.Mechanical | Controller | 007831 | Panel Envrnmentl CTL. | Low | Monthly PM |  | Monthly | JCD01 | Unit #4 | Available | 1 | Unit #4 | 12 | 2024-10-01 | 3 | N/A | N/A | N/A | OPEN
91 | Electro.Mechanical | Panelboard | 007829 | Panel black colth | Low | Monthly PM |  | Monthly | JCD02 | Unit #5 | Available | 1 | Unit #5 | 12 | 2024-10-01 | 3 | N/A | N/A | N/A | OPEN
92 | Electro.Mechanical | Panelboard | 008601 | Panel black colth | Low | Monthly PM |  | Monthly | JCD02 | Unit #5 | Available | 1 | Unit #5 | 12 | 2024-10-01 | 3 | N/A | N/A | N/A | OPEN
93 | Electro.Mechanical | Controller | 007827 | Panel motor controller | Low | Monthly PM |  | Monthly | JCD02 | Green/H #5 | Available | 1 | Green/H #5 | 12 | 2024-10-01 | 3 | N/A | N/A | N/A | OPEN
94 | Electro.Mechanical | Exhaust fan | 007403 | Exhaust fan | Low | Quarterly PM |  | Quarterly | JCD02 | Unit# 7 | Available | 1 | Green/H #7 | 12 | 2024-10-01 | 3 | N/A | N/A | N/A | OPEN
95 | Electro.Mechanical | Exhaust fan | 007404 | Exhaust fan | Low | Quarterly PM |  | Quarterly | JCD02 | Unit# 7 | Available | 1 | Green/H #7 | 12 | 2024-10-01 | 3 | N/A | N/A | N/A | OPEN
96 | Electro.Mechanical | Exhaust fan | 007405 | Exhaust fan | Low | Quarterly PM |  | Quarterly | JCD02 | Unit# 7 | Available | 1 | Green/H #7 | 12 | 2024-10-01 | 3 | N/A | N/A | N/A | OPEN
97 | Electrical | Panelboard | 7880 | Panelboard 110/220v | Low | Checking & Monitoring |  | Daily | JCD01 | Headhouse | Available | 1 | Headhouse | 16 | 2024-10-01 | 2 | N/A | N/A | N/A | OPEN
98 | Special System | Motor Control | 007882 | Panel Motor Control | Low | Energize, Checking & Monitoring |  | Daily | JCD01 | Headhouse | Available | 1 | Headhouse | 16 | 2024-10-01 | 2 | N/A | N/A | N/A | OPEN
99 | Electrical | Panelboard | 007811 | Panelboard 110/220v | Low | Checking & Monitoring |  | Daily | JCD02 | Unit# 5 | Available | 1 | Unit# 5 | 16 | 2024-10-01 | 2 | N/A | N/A | N/A | OPEN
100 | Special System | Motor Control | 007827 | Panel Motor Control | Low | Energize, Checking & Monitoring |  | Daily | JCD02 | Green/H #5 | Available | 1 | Greenhouse 5 | 16 | 2024-10-01 | 2 | N/A | N/A | N/A | OPEN
101 | Electrical | Panelboard | 007816 | Panelboard 110/220v | Low | Checking & Monitoring |  | Daily | JCD03 | Unit# 6 | Available | 1 | Unit# 6 | 16 | 2024-10-01 | 2 | N/A | N/A | N/A | OPEN
102 | Special System | Motor Control | 007818 | Panel Motor Control | Low | Energize, Checking & Monitoring |  | Daily | JCD03 | Green/H #8 | Available | 1 | Greenhouse 8 | 16 | 2024-10-01 | 2 | N/A | N/A | N/A | OPEN
103 | Electrical | Panelboard | 041032 | Panelboard 110/220v | Low | Checking & Monitoring |  | Daily | JCD00 | Nursery | Available | 1 | Greenhouse 11 | 16 | 2024-10-01 | 2 | N/A | N/A | N/A | OPEN
104 | Electro.Mechanical | Exhaust fan | 007406 | Exhaust fan | Low | Quarterly PM |  | Quarterly | JCD02 | Unit# 7 | Available | 1 | Green/H #7 | 12 | 2024-10-01 | 3 | N/A | N/A | N/A | OPEN
105 | Electro.Mechanical | Exhaust fan | 007407 | Exhaust fan | Low | Quarterly PM |  | Quarterly | JCD02 | Unit# 7 | Available | 1 | Green/H #7 | 12 | 2024-10-01 | 3 | N/A | N/A | N/A | OPEN
106 | Electro.Mechanical | Exhaust fan | 007408 | Exhaust fan | Low | Quarterly PM |  | Quarterly | JCD02 | Unit# 7 | Available | 1 | Green/H #7 | 12 | 2024-10-01 | 3 | N/A | N/A | N/A | OPEN
107 | Special System | Panelboard | 007828 | Panel Envrnmentl CTL. | Low | Monthly PM |  | Monthly | JCD02 | Unit # 5 | Available | 1 | Unit # 5 | 12 | 2024-10-01 | 3 | N/A | N/A | N/A | OPEN
108 | Special System | Panelboard | 007824 | Panel Black cloth Controller | Low | Monthly PM |  | Monthly | JCD02 | Unit # 6 | Available | 1 | Unit # 6 | 12 | 2024-10-01 | 3 | N/A | N/A | N/A | OPEN
109 | Special System | Panelboard | 007826 | Panel Black cloth Controller | Low | Monthly PM |  | Monthly | JCD02 | Unit # 6 | Available | 1 | Unit # 6 | 12 | 2024-10-01 | 3 | N/A | N/A | N/A | OPEN
110 | Special System | Panelboard | 007825 | Panel Envrnmentl CTL. | Low | Monthly PM |  | Monthly | JCD02 | Unit # 6 | Available | 1 | Unit # 6 | 12 | 2024-10-01 | 3 | N/A | N/A | N/A | OPEN
111 | Special System | Panelboard | 007822 | Panel Envrnmentl CTL. | Low | Monthly PM |  | Monthly | JCD02 | Unit # 7 | Available | 1 | Unit # 6 | 12 | 2024-10-01 | 3 | N/A | N/A | N/A | OPEN
112 | Electrical | Panelboard | 7880 | Panelboard 110/220v | Low | Checking & Monitoring |  | Daily | JCD01 | Headhouse | Available | 1 | Headhouse | 16 | 2024-10-01 | 2 | N/A | N/A | N/A | OPEN
113 | Special System | Motor Control | 007882 | Panel Motor Control | Low | Energize, Checking & Monitoring |  | Daily | JCD01 | Headhouse | Available | 1 | Headhouse | 16 | 2024-10-01 | 2 | N/A | N/A | N/A | OPEN
114 | Electrical | Panelboard | 007811 | Panelboard 110/220v | Low | Checking & Monitoring |  | Daily | JCD02 | Unit# 5 | Available | 1 | Unit# 5 | 16 | 2024-10-01 | 2 | N/A | N/A | N/A | OPEN
115 | Special System | Motor Control | 007827 | Panel Motor Control | Low | Energize, Checking & Monitoring |  | Daily | JCD02 | Green/H #5 | Available | 1 | Greenhouse 5 | 16 | 2024-10-01 | 2 | N/A | N/A | N/A | OPEN
116 | Electrical | Panelboard | 007816 | Panelboard 110/220v | Low | Checking & Monitoring |  | Daily | JCD03 | Unit# 6 | Available | 1 | Unit# 6 | 16 | 2024-10-01 | 2 | N/A | N/A | N/A | OPEN
117 | Special System | Motor Control | 007818 | Panel Motor Control | Low | Energize, Checking & Monitoring |  | Daily | JCD03 | Green/H #8 | Available | 1 | Greenhouse 8 | 16 | 2024-10-01 | 2 | N/A | N/A | N/A | OPEN
118 | Electrical | Panelboard | 041032 | Panelboard 110/220v | Low | Checking & Monitoring |  | Daily | JCD00 | Nursery | Available | 1 | Greenhouse 11 | 16 | 2024-10-01 | 2 | N/A | N/A | N/A | OPEN
119 | Electro.Mechanical | Exhaust fan | 007410 | Exhaust fan | Low | Quarterly PM |  | Quarterly | JCD02 | Unit# 7 | Available | 1 | Green/H #7 | 12 | 2024-10-01 | 3 | N/A | N/A | N/A | OPEN
120 | Electro.Mechanical | Exhaust fan | 007411 | Exhaust fan | Low | Quarterly PM |  | Quarterly | JCD02 | Unit# 7 | Available | 1 | Green/H #7 | 12 | 2024-10-01 | 3 | N/A | N/A | N/A | OPEN
121 | Electro.Mechanical | Exhaust fan | 007412 | Exhaust fan | Low | Quarterly PM |  | Quarterly | JCD02 | Unit# 7 | Available | 1 | Green/H #7 | 12 | 2024-10-01 | 3 | N/A | N/A | N/A | OPEN
122 | Electro.Mechanical | Irrigation contrller | 007819 | Panel Envrnmentl CTL. | Low | Monthly PM |  | Monthly | JCD03 | Unit #8 | Available | 1 | Unit #8 | 12 | 2024-10-01 | 3 | N/A | N/A | N/A | OPEN
123 | Electro.Mechanical | Irrigation contrller | 007814 | Panel Envrnmentl CTL. | Low | Monthly PM |  | Monthly | JCD03 | Unit #9 | Available | 1 | Unit #9 | 12 | 2024-10-01 | 3 | N/A | N/A | N/A | OPEN
124 | Electro.Mechanical | Irrigation contrller | 007813 | Panel Envrnmentl CTL. | Low | Monthly PM |  | Monthly | JCD01 | Unit #10 | Available | 1 | Unit #10 | 12 | 2024-10-01 | 3 | N/A | N/A | N/A | OPEN
125 | Electro.Mechanical | sump pump | 007920 | Sump pump (unit# 1) | Low | Monthly PM |  | Monthly | JCD01 | Unit #1 | Available | 1 | Unit #1 | 12 | 2024-10-01 | 3 | N/A | N/A | N/A | OPEN
126 | Electro.Mechanical | sump pump | 007922 | Sump pump (unit# 2) | Low | Monthly PM |  | Monthly | JCD01 | Unit #2 | Available | 1 | Unit #2 | 12 | 2024-10-01 | 3 | N/A | N/A | N/A | OPEN
127 | Electrical | Panelboard | 7880 | Panelboard 110/220v | Low | Checking & Monitoring |  | Daily | JCD01 | Headhouse | Available | 1 | Headhouse | 16 | 2024-10-01 | 2 | N/A | N/A | N/A | OPEN
128 | Special System | Motor Control | 007882 | Panel Motor Control | Low | Energize, Checking & Monitoring |  | Daily | JCD01 | Headhouse | Available | 1 | Headhouse | 16 | 2024-10-01 | 2 | N/A | N/A | N/A | OPEN
129 | Electrical | Panelboard | 007811 | Panelboard 110/220v | Low | Checking & Monitoring |  | Daily | JCD02 | Unit# 5 | Available | 1 | Unit# 5 | 16 | 2024-10-01 | 2 | N/A | N/A | N/A | OPEN
130 | Special System | Motor Control | 007827 | Panel Motor Control | Low | Energize, Checking & Monitoring |  | Daily | JCD02 | Green/H #5 | Available | 1 | Greenhouse 5 | 16 | 2024-10-01 | 2 | N/A | N/A | N/A | OPEN
131 | Electrical | Panelboard | 007816 | Panelboard 110/220v | Low | Checking & Monitoring |  | Daily | JCD03 | Unit# 6 | Available | 1 | Unit# 6 | 16 | 2024-10-01 | 2 | N/A | N/A | N/A | OPEN
132 | Special System | Motor Control | 007818 | Panel Motor Control | Low | Energize, Checking & Monitoring |  | Daily | JCD03 | Green/H #8 | Available | 1 | Greenhouse 8 | 16 | 2024-10-01 | 2 | N/A | N/A | N/A | OPEN
133 | Electrical | Panelboard | 041032 | Panelboard 110/220v | Low | Checking & Monitoring |  | Daily | JCD00 | Nursery | Available | 1 | Greenhouse 11 | 16 | 2024-10-01 | 2 | N/A | N/A | N/A | OPEN
134 | Electro.Mechanical | Exhaust fan | 007413 | Exhaust fan | Low | Quarterly PM |  | Quarterly | JCD02 | Unit# 7 | Available | 1 | Green/H #7 | 12 | 2024-10-01 | 3 | N/A | N/A | N/A | OPEN
135 | Electro.Mechanical | Exhaust fan | 007436 | Exhaust fan | Low | Quarterly PM |  | Quarterly | JCD02 | Unit# 10 | Available | 1 | Green/H #10 | 12 | 2024-10-01 | 3 | N/A | N/A | N/A | OPEN
136 | Electro.Mechanical | Exhaust fan | 007437 | Exhaust fan | Low | Quarterly PM |  | Quarterly | JCD02 | Unit# 10 | Available | 1 | Green/H #10 | 12 | 2024-10-01 | 3 | N/A | N/A | N/A | OPEN
137 | Electro.Mechanical | Panelboard | 007832 | Panel Irrigation ctl (Unit #4) | Low | Monthly PM |  | Monthly | JCD01 | Unit #4 | Available | 1 | Unit #4 | 12 | 2024-10-01 | 3 | N/A | N/A | N/A | OPEN
138 | Electro.Mechanical | sump pump | 007926 | Sump pump (unit# 4) | Low | Monthly PM |  | Monthly | JCD01 | Unit #4 | Available | 1 | Unit #4 | 12 | 2024-10-01 | 3 | N/A | N/A | N/A | OPEN
139 | Special System | Motor Control | 007882 | Panel Motor Control | Low | Monthly PM |  | Monthly | JCD01 | Headhouse | Available | 1 | Headhouse | 12 | 2024-10-01 | 3 | N/A | N/A | N/A | OPEN
140 | Electro.Mechanical | Controller | 007830 | Panel Irrigation ctl (Unit #5) | Low | Monthly PM |  | Monthly | JCD02 | Unit #5 | Available | 1 | Unit #5 | 12 | 2024-10-01 | 3 | N/A | N/A | N/A | OPEN
141 | Electro.Mechanical | sump pump | 007928 | Sump pump (unit# 5) | Low | Monthly PM |  | Monthly | JCD02 | Unit #5 | Available | 1 | Unit #5 | 12 | 2024-10-01 | 3 | N/A | N/A | N/A | OPEN
142 | Electrical | Panelboard | 7880 | Panelboard 110/220v | Low | Checking & Monitoring |  | Daily | JCD01 | Headhouse | Available | 1 | Headhouse | 16 | 2024-10-01 | 2 | N/A | N/A | N/A | OPEN
143 | Special System | Motor Control | 007882 | Panel Motor Control | Low | Energize, Checking & Monitoring |  | Daily | JCD01 | Headhouse | Available | 1 | Headhouse | 16 | 2024-10-01 | 2 | N/A | N/A | N/A | OPEN
144 | Electrical | Panelboard | 007811 | Panelboard 110/220v | Low | Checking & Monitoring |  | Daily | JCD02 | Unit# 5 | Available | 1 | Unit# 5 | 16 | 2024-10-01 | 2 | N/A | N/A | N/A | OPEN
145 | Special System | Motor Control | 007827 | Panel Motor Control | Low | Energize, Checking & Monitoring |  | Daily | JCD02 | Green/H #5 | Available | 1 | Greenhouse 5 | 16 | 2024-10-01 | 2 | N/A | N/A | N/A | OPEN
146 | Electrical | Panelboard | 007816 | Panelboard 110/220v | Low | Checking & Monitoring |  | Daily | JCD03 | Unit# 6 | Available | 1 | Unit# 6 | 16 | 2024-10-01 | 2 | N/A | N/A | N/A | OPEN
147 | Special System | Motor Control | 007818 | Panel Motor Control | Low | Energize, Checking & Monitoring |  | Daily | JCD03 | Green/H #8 | Available | 1 | Greenhouse 8 | 16 | 2024-10-01 | 2 | N/A | N/A | N/A | OPEN
148 | Electrical | Panelboard | 041032 | Panelboard 110/220v | Low | Checking & Monitoring |  | Daily | JCD00 | Nursery | Available | 1 | Greenhouse 11 | 16 | 2024-10-01 | 2 | N/A | N/A | N/A | OPEN
149 | Electrical | Panelboard | 7880 | Panelboard 110/220v | Low | Checking & Monitoring |  | Daily | JCD01 | Headhouse | Available | 1 | Headhouse | 16 | 2024-10-01 | 2 | N/A | N/A | N/A | OPEN
150 | Special System | Motor Control | 007882 | Panel Motor Control | Low | Energize, Checking & Monitoring |  | Daily | JCD01 | Headhouse | Available | 1 | Headhouse | 16 | 2024-10-01 | 2 | N/A | N/A | N/A | OPEN
151 | Electrical | Panelboard | 007811 | Panelboard 110/220v | Low | Checking & Monitoring |  | Daily | JCD02 | Unit# 5 | Available | 1 | Unit# 5 | 16 | 2024-10-01 | 2 | N/A | N/A | N/A | OPEN
152 | Special System | Motor Control | 007827 | Panel Motor Control | Low | Energize, Checking & Monitoring |  | Daily | JCD02 | Green/H #5 | Available | 1 | Greenhouse 5 | 16 | 2024-10-01 | 2 | N/A | N/A | N/A | OPEN
153 | Electrical | Panelboard | 007816 | Panelboard 110/220v | Low | Checking & Monitoring |  | Daily | JCD03 | Unit# 6 | Available | 1 | Unit# 6 | 16 | 2024-10-01 | 2 | N/A | N/A | N/A | OPEN
154 | Special System | Motor Control | 007818 | Panel Motor Control | Low | Energize, Checking & Monitoring |  | Daily | JCD03 | Green/H #8 | Available | 1 | Greenhouse 8 | 16 | 2024-10-01 | 2 | N/A | N/A | N/A | OPEN
155 | Electrical | Panelboard | 041032 | Panelboard 110/220v | Low | Checking & Monitoring |  | Daily | JCD00 | Nursery | Available | 1 | Greenhouse 11 | 16 | 2024-10-01 | 2 | N/A | N/A | N/A | OPEN
156 | Electro.Mechanical | Exhaust fan | 007438 | Exhaust fan | Low | Quarterly PM |  | Quarterly | JCD03 | Unit# 10 | Available | 1 | Green/H #10 | 12 | 2024-10-01 | 3 | N/A | N/A | N/A | OPEN
157 | Electro.Mechanical | Exhaust fan | 007439 | Exhaust fan | Low | Quarterly PM |  | Quarterly | JCD03 | Unit# 10 | Available | 1 | Green/H #10 | 12 | 2024-10-01 | 3 | N/A | N/A | N/A | OPEN
158 | Electro.Mechanical | Exhaust fan | 007440 | Exhaust fan | Low | Quarterly PM |  | Quarterly | JCD03 | Unit# 10 | Available | 1 | Green/H #10 | 12 | 2024-10-01 | 3 | N/A | N/A | N/A | OPEN
159 | Electro.Mechanical | sump pump | 007933 | Sump pump (unit# 6) | Low | Monthly PM |  | Monthly | JCD02 | Unit #6 | Available | 1 | Unit #6 | 12 | 2024-10-01 | 3 | N/A | N/A | N/A | OPEN
160 | Electro.Mechanical | sump pump | 007937 | Sump pump (unit# 7) | Low | Monthly PM |  | Monthly | JCD02 | Unit #7 | Available | 1 | Unit #7 | 12 | 2024-10-01 | 3 | N/A | N/A | N/A | OPEN
161 | Electro.Mechanical | Controller | 007820 | Panel Irrigation ctl (Unit #8) | Low | Monthly PM |  | Monthly | JCD03 | Unit #8 | Available | 1 | Unit #8 | 12 | 2024-10-01 | 3 | N/A | N/A | N/A | OPEN
162 | Special System | Motor Control | 007818 | Panel Motor Control | Low | Monthly PM |  | Monthly | JCD03 | Green/H #8 | Available | 1 | Greenhouse 8 | 12 | 2024-10-01 | 3 | N/A | N/A | N/A | OPEN
163 | Electro.Mechanical | Pump Sump | 007941 | Sump pump (unit# 8) | Low | Monthly PM |  | Monthly | JCD03 | Unit #8 | Available | 1 | Unit #8 | 12 | 2024-10-01 | 3 | N/A | N/A | N/A | OPEN
164 | Electrical | Panelboard | 7880 | Panelboard 110/220v | Low | Checking & Monitoring |  | Daily | JCD01 | Headhouse | Available | 1 | Headhouse | 16 | 2024-10-01 | 2 | N/A | N/A | N/A | OPEN
165 | Special System | Motor Control | 007882 | Panel Motor Control | Low | Energize, Checking & Monitoring |  | Daily | JCD01 | Headhouse | Available | 1 | Headhouse | 16 | 2024-10-01 | 2 | N/A | N/A | N/A | OPEN
166 | Electrical | Panelboard | 007811 | Panelboard 110/220v | Low | Checking & Monitoring |  | Daily | JCD02 | Unit# 5 | Available | 1 | Unit# 5 | 16 | 2024-10-01 | 2 | N/A | N/A | N/A | OPEN
167 | Special System | Motor Control | 007827 | Panel Motor Control | Low | Energize, Checking & Monitoring |  | Daily | JCD02 | Green/H #5 | Available | 1 | Greenhouse 5 | 16 | 2024-10-01 | 2 | N/A | N/A | N/A | OPEN
168 | Electrical | Panelboard | 007816 | Panelboard 110/220v | Low | Checking & Monitoring |  | Daily | JCD03 | Unit# 6 | Available | 1 | Unit# 6 | 16 | 2024-10-01 | 2 | N/A | N/A | N/A | OPEN
169 | Special System | Motor Control | 007818 | Panel Motor Control | Low | Energize, Checking & Monitoring |  | Daily | JCD03 | Green/H #8 | Available | 1 | Greenhouse 8 | 16 | 2024-10-01 | 2 | N/A | N/A | N/A | OPEN
170 | Electrical | Panelboard | 041032 | Panelboard 110/220v | Low | Checking & Monitoring |  | Daily | JCD00 | Nursery | Available | 1 | Greenhouse 11 | 16 | 2024-10-01 | 2 | N/A | N/A | N/A | OPEN
171 | Electro.Mechanical | Exhaust fan | 007441 | Exhaust fan | Low | Quarterly PM |  | Quarterly | JCD03 | Unit# 10 | Available | 1 | Green/H #10 | 12 | 2024-10-01 | 3 | N/A | N/A | N/A | OPEN
172 | Electro.Mechanical | Exhaust fan | 007443 | Exhaust fan | Low | Quarterly PM |  | Quarterly | JCD03 | Unit# 10 | Available | 1 | Green/H #10 | 12 | 2024-10-01 | 3 | N/A | N/A | N/A | OPEN
173 | Electro.Mechanical | Exhaust fan | 007444 | Exhaust fan | Low | Quarterly PM |  | Quarterly | JCD03 | Unit# 10 | Available | 1 | Green/H #10 | 12 | 2024-10-01 | 3 | N/A | N/A | N/A | OPEN
174 | Electro.Mechanical | Pump Sump | 007943 | Sump pump (unit# 9) | Low | Monthly PM |  | Monthly | JCD03 | Unit #9 | Available | 1 | Unit #9 | 12 | 2024-10-01 | 3 | N/A | N/A | N/A | OPEN
175 | Electro.Mechanical | Pump Sump | 007945 | Sump pump (unit# 10) | Low | Monthly PM |  | Monthly | JCD03 | Unit #10 | Available | 1 | Unit #10 | 12 | 2024-10-01 | 3 | N/A | N/A | N/A | OPEN
176 | Electro.Mechanical | Pump Sump | N/A | Sump pump | Low | Monthly PM |  | Monthly | N/A | Green/H 11 | Available | 1 | Green/H 11 | 12 | 2024-10-01 | 3 | N/A | N/A | N/A | OPEN
177 | Electro.Mechanical | Pump Sump | 008643 | Panel Irrigation control (outside) | Low | Monthly PM |  | Monthly | JCD00 | Outside | Available | 1 | Outside | 12 | 2024-10-01 | 3 | N/A | N/A | N/A | OPEN
178 | Electro.Mechanical | Controller | 008644 | Panel Irrigation ctl (Outside) | Low | Monthly PM |  | Monthly | JCD00 | Outside | Available | 1 | Outside | 12 | 2024-10-01 | 3 | N/A | N/A | N/A | OPEN
179 | Electrical | Panelboard | 7880 | Panelboard 110/220v | Low | Checking & Monitoring |  | Daily | JCD01 | Headhouse | Available | 1 | Headhouse | 16 | 2024-10-01 | 2 | N/A | N/A | N/A | OPEN
180 | Special System | Motor Control | 007882 | Panel Motor Control | Low | Energize, Checking & Monitoring |  | Daily | JCD01 | Headhouse | Available | 1 | Headhouse | 16 | 2024-10-01 | 2 | N/A | N/A | N/A | OPEN
181 | Electrical | Panelboard | 007811 | Panelboard 110/220v | Low | Checking & Monitoring |  | Daily | JCD02 | Unit# 5 | Available | 1 | Unit# 5 | 16 | 2024-10-01 | 2 | N/A | N/A | N/A | OPEN
182 | Special System | Motor Control | 007827 | Panel Motor Control | Low | Energize, Checking & Monitoring |  | Daily | JCD02 | Green/H #5 | Available | 1 | Greenhouse 5 | 16 | 2024-10-01 | 2 | N/A | N/A | N/A | OPEN
183 | Electrical | Panelboard | 007816 | Panelboard 110/220v | Low | Checking & Monitoring |  | Daily | JCD03 | Unit# 6 | Available | 1 | Unit# 6 | 16 | 2024-10-01 | 2 | N/A | N/A | N/A | OPEN
184 | Special System | Motor Control | 007818 | Panel Motor Control | Low | Energize, Checking & Monitoring |  | Daily | JCD03 | Green/H #8 | Available | 1 | Greenhouse 8 | 16 | 2024-10-01 | 2 | N/A | N/A | N/A | OPEN
185 | Electrical | Panelboard | 041032 | Panelboard 110/220v | Low | Checking & Monitoring |  | Daily | JCD00 | Nursery | Available | 1 | Greenhouse 11 | 16 | 2024-10-01 | 2 | N/A | N/A | N/A | OPEN
186 | Electro.Mechanical | Exhaust fan | 007435 | Exhaust fan | Low | Quarterly PM |  | Quarterly | JCD03 | Unit# 9 | Available | 1 | Green/H #9 | 12 | 2024-10-01 | 3 | N/A | N/A | N/A | OPEN
187 | Electro.Mechanical | Exhaust fan | 007446 | Exhaust fan | Low | Quarterly PM |  | Quarterly | JCD03 | Unit# 10 | Available | 1 | Green/H #10 | 12 | 2024-10-01 | 3 | N/A | N/A | N/A | OPEN
188 | Electro.Mechanical | Exhaust fan | 007445 | Exhaust fan | Low | Quarterly PM |  | Quarterly | JCD03 | Unit# 10 | Available | 1 | Green/H #10 | 12 | 2024-10-01 | 3 | N/A | N/A | N/A | OPEN
189 | Electro.Mechanical | Controller | 008639 | Panel Irrigation ctl (Outside) | Low | Monthly PM |  | Monthly | JCD03 | Outside | Available | 1 | Outside | 12 | 2024-10-01 | 3 | N/A | N/A | N/A | OPEN
190 | Electro.Mechanical | Controller | 008637 | Panel Irrigation ctl (Outside) | Low | Monthly PM |  | Monthly | JCD03 | Outside | Available | 1 | Outside | 12 | 2024-10-01 | 3 | N/A | N/A | N/A | OPEN
191 | Electro.Mechanical | sump pump | 007942 | Sump pump (unit# 3) | Low | Monthly PM |  | Monthly | JCD01 | Unit #3 | Available | 1 | Unit #5 | 12 | 2024-10-01 | 3 | N/A | N/A | N/A | OPEN
192 | Electro.Mechanical | Pump Sump | 008642 | Panel Irrigation control (outside) | Low | Monthly PM |  | Monthly | JCD00 | Outside | Available | 1 | Outside | 12 | 2024-10-01 | 3 | N/A | N/A | N/A | OPEN
193 | Electrical | Panelboard | 7880 | Panelboard 110/220v | Low | Checking & Monitoring |  | Daily | JCD01 | Headhouse | Available | 1 | Headhouse | 16 | 2024-10-01 | 2 | N/A | N/A | N/A | OPEN
194 | Special System | Motor Control | 007882 | Panel Motor Control | Low | Energize, Checking & Monitoring |  | Daily | JCD01 | Headhouse | Available | 1 | Headhouse | 16 | 2024-10-01 | 2 | N/A | N/A | N/A | OPEN
195 | Electrical | Panelboard | 007811 | Panelboard 110/220v | Low | Checking & Monitoring |  | Daily | JCD02 | Unit# 5 | Available | 1 | Unit# 5 | 16 | 2024-10-01 | 2 | N/A | N/A | N/A | OPEN
196 | Special System | Motor Control | 007827 | Panel Motor Control | Low | Energize, Checking & Monitoring |  | Daily | JCD02 | Green/H #5 | Available | 1 | Greenhouse 5 | 16 | 2024-10-01 | 2 | N/A | N/A | N/A | OPEN
197 | Electrical | Panelboard | 007816 | Panelboard 110/220v | Low | Checking & Monitoring |  | Daily | JCD03 | Unit# 6 | Available | 1 | Unit# 6 | 16 | 2024-10-01 | 2 | N/A | N/A | N/A | OPEN
198 | Special System | Motor Control | 007818 | Panel Motor Control | Low | Energize, Checking & Monitoring |  | Daily | JCD03 | Green/H #8 | Available | 1 | Greenhouse 8 | 16 | 2024-10-01 | 2 | N/A | N/A | N/A | OPEN
199 | Electrical | Panelboard | 041032 | Panelboard 110/220v | Low | Checking & Monitoring |  | Daily | JCD00 | Nursery | Available | 1 | Greenhouse 11 | 16 | 2024-10-01 | 2 | N/A | N/A | N/A | OPEN
200 | Electro.Mechanical | Exhaust fan | 007432 | Exhaust fan | Low | Quarterly PM |  | Quarterly | JCD03 | Unit# 9 | Available | 1 | Green/H #9 | 8 | 2024-10-01 | 2 | N/A | N/A | N/A | OPEN
201 | Electro.Mechanical | Exhaust fan | 007433 | Exhaust fan | Low | Quarterly PM |  | Quarterly | JCD03 | Unit# 9 | Available | 1 | Green/H #9 | 8 | 2024-10-01 | 2 | N/A | N/A | N/A | OPEN
202 | Electro.Mechanical | Exhaust fan | 007434 | Exhaust fan | Low | Quarterly PM |  | Quarterly | JCD03 | Unit# 9 | Available | 1 | Green/H #9 | 8 | 2024-10-01 | 2 | N/A | N/A | N/A | OPEN
203 | Electrical | Panelboard | 7880 | Panelboard 110/220v | Low | Checking & Monitoring |  | Daily | JCD01 | Headhouse | Available | 1 | Headhouse | 16 | 2024-10-01 | 2 | N/A | N/A | N/A | OPEN
204 | Special System | Motor Control | 007882 | Panel Motor Control | Low | Energize, Checking & Monitoring |  | Daily | JCD01 | Headhouse | Available | 1 | Headhouse | 16 | 2024-10-01 | 2 | N/A | N/A | N/A | OPEN
205 | Electrical | Panelboard | 007811 | Panelboard 110/220v | Low | Checking & Monitoring |  | Daily | JCD02 | Unit# 5 | Available | 1 | Unit# 5 | 16 | 2024-10-01 | 2 | N/A | N/A | N/A | OPEN
206 | Special System | Motor Control | 007827 | Panel Motor Control | Low | Energize, Checking & Monitoring |  | Daily | JCD02 | Green/H #5 | Available | 1 | Greenhouse 5 | 16 | 2024-10-01 | 2 | N/A | N/A | N/A | OPEN
207 | Electrical | Panelboard | 007816 | Panelboard 110/220v | Low | Checking & Monitoring |  | Daily | JCD03 | Unit# 6 | Available | 1 | Unit# 6 | 16 | 2024-10-01 | 2 | N/A | N/A | N/A | OPEN
208 | Special System | Motor Control | 007818 | Panel Motor Control | Low | Energize, Checking & Monitoring |  | Daily | JCD03 | Green/H #8 | Available | 1 | Greenhouse 8 | 16 | 2024-10-01 | 2 | N/A | N/A | N/A | OPEN
209 | Electrical | Panelboard | 041032 | Panelboard 110/220v | Low | Checking & Monitoring |  | Daily | JCD00 | Nursery | Available | 1 | Greenhouse 11 | 16 | 2024-10-01 | 2 | N/A | N/A | N/A | OPEN
210 | Electro.Mechanical | Exhaust fan | 007428 | Exhaust fan | Low | Quarterly PM |  | Quarterly | JCD03 | Unit# 9 | Available | 1 | Green/H #9 | 8 | 2024-10-01 | 2 | N/A | N/A | N/A | OPEN
211 | Electro.Mechanical | Exhaust fan | 007429 | Exhaust fan | Low | Quarterly PM |  | Quarterly | JCD03 | Unit# 9 | Available | 1 | Green/H #9 | 8 | 2024-10-01 | 2 | N/A | N/A | N/A | OPEN
212 | Electro.Mechanical | Exhaust fan | 007430 | Exhaust fan | Low | Quarterly PM |  | Quarterly | JCD03 | Unit# 9 | Available | 1 | Green/H #9 | 8 | 2024-10-01 | 2 | N/A | N/A | N/A | OPEN
213 | Electrical | Panelboard | 7880 | Panelboard 110/220v | Low | Checking & Monitoring |  | Daily | JCD01 | Headhouse | Available | 1 | Headhouse | 16 | 2024-10-01 | 2 | N/A | N/A | N/A | OPEN
214 | Special System | Motor Control | 007882 | Panel Motor Control | Low | Energize, Checking & Monitoring |  | Daily | JCD01 | Headhouse | Available | 1 | Headhouse | 16 | 2024-10-01 | 2 | N/A | N/A | N/A | OPEN
215 | Electrical | Panelboard | 007811 | Panelboard 110/220v | Low | Checking & Monitoring |  | Daily | JCD02 | Unit# 5 | Available | 1 | Unit# 5 | 16 | 2024-10-01 | 2 | N/A | N/A | N/A | OPEN
216 | Special System | Motor Control | 007827 | Panel Motor Control | Low | Energize, Checking & Monitoring |  | Daily | JCD02 | Green/H #5 | Available | 1 | Greenhouse 5 | 16 | 2024-10-01 | 2 | N/A | N/A | N/A | OPEN
217 | Electrical | Panelboard | 007816 | Panelboard 110/220v | Low | Checking & Monitoring |  | Daily | JCD03 | Unit# 6 | Available | 1 | Unit# 6 | 16 | 2024-10-01 | 2 | N/A | N/A | N/A | OPEN
218 | Special System | Motor Control | 007818 | Panel Motor Control | Low | Energize, Checking & Monitoring |  | Daily | JCD03 | Green/H #8 | Available | 1 | Greenhouse 8 | 16 | 2024-10-01 | 2 | N/A | N/A | N/A | OPEN
219 | Electrical | Panelboard | 041032 | Panelboard 110/220v | Low | Checking & Monitoring |  | Daily | JCD00 | Nursery | Available | 1 | Greenhouse 11 | 16 | 2024-10-01 | 2 | N/A | N/A | N/A | OPEN
220 | Electro.Mechanical | Exhaust fan | 007425 | Exhaust fan | Low | Quarterly PM |  | Quarterly | JCD03 | Unit# 9 | Available | 1 | Green/H #9 | 8 | 2024-10-01 | 2 | N/A | N/A | N/A | OPEN
221 | Electro.Mechanical | Exhaust fan | 007426 | Exhaust fan | Low | Quarterly PM |  | Quarterly | JCD03 | Unit# 9 | Available | 1 | Green/H #9 | 8 | 2024-10-01 | 2 | N/A | N/A | N/A | OPEN
222 | Electro.Mechanical | Exhaust fan | 007427 | Exhaust fan | Low | Quarterly PM |  | Quarterly | JCD03 | Unit# 9 | Available | 1 | Green/H #9 | 8 | 2024-10-01 | 2 | N/A | N/A | N/A | OPEN
223 | Electrical | Panelboard | 7880 | Panelboard 110/220v | Low | Checking & Monitoring |  | Daily | JCD01 | Headhouse | Available | 1 | Headhouse | 16 | 2024-10-01 | 2 | N/A | N/A | N/A | OPEN
224 | Special System | Motor Control | 007882 | Panel Motor Control | Low | Energize, Checking & Monitoring |  | Daily | JCD01 | Headhouse | Available | 1 | Headhouse | 16 | 2024-10-01 | 2 | N/A | N/A | N/A | OPEN
225 | Electrical | Panelboard | 007811 | Panelboard 110/220v | Low | Checking & Monitoring |  | Daily | JCD02 | Unit# 5 | Available | 1 | Unit# 5 | 16 | 2024-10-01 | 2 | N/A | N/A | N/A | OPEN
226 | Special System | Motor Control | 007827 | Panel Motor Control | Low | Energize, Checking & Monitoring |  | Daily | JCD02 | Green/H #5 | Available | 1 | Greenhouse 5 | 16 | 2024-10-01 | 2 | N/A | N/A | N/A | OPEN
227 | Electrical | Panelboard | 007816 | Panelboard 110/220v | Low | Checking & Monitoring |  | Daily | JCD03 | Unit# 6 | Available | 1 | Unit# 6 | 16 | 2024-10-01 | 2 | N/A | N/A | N/A | OPEN
228 | Special System | Motor Control | 007818 | Panel Motor Control | Low | Energize, Checking & Monitoring |  | Daily | JCD03 | Green/H #8 | Available | 1 | Greenhouse 8 | 16 | 2024-10-01 | 2 | N/A | N/A | N/A | OPEN
229 | Electrical | Panelboard | 041032 | Panelboard 110/220v | Low | Checking & Monitoring |  | Daily | JCD00 | Nursery | Available | 1 | Greenhouse 11 | 16 | 2024-10-01 | 2 | N/A | N/A | N/A | OPEN
230 | Electro.Mechanical | Exhaust fan | 007424 | Exhaust fan | Low | Quarterly PM |  | Quarterly | JCD03 | Unit# 8 | Available | 1 | Green/H #8 | 8 | 2024-10-01 | 2 | N/A | N/A | N/A | OPEN
231 | Electrical | Panelboard | 7880 | Panelboard 110/220v | Low | Checking & Monitoring |  | Daily | JCD01 | Headhouse | Available | 1 | Headhouse | 16 | 2024-10-01 | 2 | N/A | N/A | N/A | OPEN
232 | Special System | Motor Control | 007882 | Panel Motor Control | Low | Energize, Checking & Monitoring |  | Daily | JCD01 | Headhouse | Available | 1 | Headhouse | 16 | 2024-10-01 | 2 | N/A | N/A | N/A | OPEN
233 | Electrical | Panelboard | 007811 | Panelboard 110/220v | Low | Checking & Monitoring |  | Daily | JCD02 | Unit# 5 | Available | 1 | Unit# 5 | 16 | 2024-10-01 | 2 | N/A | N/A | N/A | OPEN
234 | Special System | Motor Control | 007827 | Panel Motor Control | Low | Energize, Checking & Monitoring |  | Daily | JCD02 | Green/H #5 | Available | 1 | Greenhouse 5 | 16 | 2024-10-01 | 2 | N/A | N/A | N/A | OPEN
235 | Electrical | Panelboard | 007816 | Panelboard 110/220v | Low | Checking & Monitoring |  | Daily | JCD03 | Unit# 6 | Available | 1 | Unit# 6 | 16 | 2024-10-01 | 2 | N/A | N/A | N/A | OPEN
236 | Special System | Motor Control | 007818 | Panel Motor Control | Low | Energize, Checking & Monitoring |  | Daily | JCD03 | Green/H #8 | Available | 1 | Greenhouse 8 | 16 | 2024-10-01 | 2 | N/A | N/A | N/A | OPEN
237 | Electrical | Panelboard | 041032 | Panelboard 110/220v | Low | Checking & Monitoring |  | Daily | JCD00 | Nursery | Available | 1 | Greenhouse 11 | 16 | 2024-10-01 | 2 | N/A | N/A | N/A | OPEN
238 | Electro.Mechanical | Exhaust fan | 007421 | Exhaust fan | Low | Quarterly PM |  | Quarterly | JCD03 | Unit# 8 | Available | 1 | Green/H #8 | 8 | 2024-10-01 | 2 | N/A | N/A | N/A | OPEN
239 | Electro.Mechanical | Exhaust fan | 007422 | Exhaust fan | Low | Quarterly PM |  | Quarterly | JCD03 | Unit# 8 | Available | 1 | Green/H #8 | 8 | 2024-10-01 | 2 | N/A | N/A | N/A | OPEN
240 | Electro.Mechanical | Exhaust fan | 007423 | Exhaust fan | Low | Quarterly PM |  | Quarterly | JCD03 | Unit# 8 | Available | 1 | Green/H #8 | 8 | 2024-10-01 | 2 | N/A | N/A | N/A | OPEN
241 | Electrical | Panelboard | 7880 | Panelboard 110/220v | Low | Checking & Monitoring |  | Daily | JCD01 | Headhouse | Available | 1 | Headhouse | 16 | 2024-10-01 | 2 | N/A | N/A | N/A | OPEN
242 | Special System | Motor Control | 007882 | Panel Motor Control | Low | Energize, Checking & Monitoring |  | Daily | JCD01 | Headhouse | Available | 1 | Headhouse | 16 | 2024-10-01 | 2 | N/A | N/A | N/A | OPEN
243 | Electrical | Panelboard | 007811 | Panelboard 110/220v | Low | Checking & Monitoring |  | Daily | JCD02 | Unit# 5 | Available | 1 | Unit# 5 | 16 | 2024-10-01 | 2 | N/A | N/A | N/A | OPEN
244 | Special System | Motor Control | 007827 | Panel Motor Control | Low | Energize, Checking & Monitoring |  | Daily | JCD02 | Green/H #5 | Available | 1 | Greenhouse 5 | 16 | 2024-10-01 | 2 | N/A | N/A | N/A | OPEN
245 | Electrical | Panelboard | 007816 | Panelboard 110/220v | Low | Checking & Monitoring |  | Daily | JCD03 | Unit# 6 | Available | 1 | Unit# 6 | 16 | 2024-10-01 | 2 | N/A | N/A | N/A | OPEN
246 | Special System | Motor Control | 007818 | Panel Motor Control | Low | Energize, Checking & Monitoring |  | Daily | JCD03 | Green/H #8 | Available | 1 | Greenhouse 8 | 16 | 2024-10-01 | 2 | N/A | N/A | N/A | OPEN
247 | Electrical | Panelboard | 041032 | Panelboard 110/220v | Low | Checking & Monitoring |  | Daily | JCD00 | Nursery | Available | 1 | Greenhouse 11 | 16 | 2024-10-01 | 2 | N/A | N/A | N/A | OPEN
248 | Electro.Mechanical | Exhaust fan | 007417 | Exhaust fan | Low | Quarterly PM |  | Quarterly | JCD03 | Unit# 8 | Available | 1 | Green/H #8 | 8 | 2024-10-01 | 2 | N/A | N/A | N/A | OPEN
249 | Electro.Mechanical | Exhaust fan | 007418 | Exhaust fan | Low | Quarterly PM |  | Quarterly | JCD03 | Unit# 8 | Available | 1 | Green/H #8 | 8 | 2024-10-01 | 2 | N/A | N/A | N/A | OPEN
250 | Electro.Mechanical | Exhaust fan | 007419 | Exhaust fan | Low | Quarterly PM |  | Quarterly | JCD03 | Unit# 8 | Available | 1 | Green/H #8 | 8 | 2024-10-01 | 2 | N/A | N/A | N/A | OPEN
251 | Electrical | Panelboard | 7880 | Panelboard 110/220v | Low | Checking & Monitoring |  | Daily | JCD01 | Headhouse | Available | 1 | Headhouse | 16 | 2024-10-01 | 2 | N/A | N/A | N/A | OPEN
252 | Special System | Motor Control | 007882 | Panel Motor Control | Low | Energize, Checking & Monitoring |  | Daily | JCD01 | Headhouse | Available | 1 | Headhouse | 16 | 2024-10-01 | 2 | N/A | N/A | N/A | OPEN
253 | Electrical | Panelboard | 007811 | Panelboard 110/220v | Low | Checking & Monitoring |  | Daily | JCD02 | Unit# 5 | Available | 1 | Unit# 5 | 16 | 2024-10-01 | 2 | N/A | N/A | N/A | OPEN
254 | Special System | Motor Control | 007827 | Panel Motor Control | Low | Energize, Checking & Monitoring |  | Daily | JCD02 | Green/H #5 | Available | 1 | Greenhouse 5 | 16 | 2024-10-01 | 2 | N/A | N/A | N/A | OPEN
255 | Electrical | Panelboard | 007816 | Panelboard 110/220v | Low | Checking & Monitoring |  | Daily | JCD03 | Unit# 6 | Available | 1 | Unit# 6 | 16 | 2024-10-01 | 2 | N/A | N/A | N/A | OPEN
256 | Special System | Motor Control | 007818 | Panel Motor Control | Low | Energize, Checking & Monitoring |  | Daily | JCD03 | Green/H #8 | Available | 1 | Greenhouse 8 | 16 | 2024-10-01 | 2 | N/A | N/A | N/A | OPEN
257 | Electrical | Panelboard | 041032 | Panelboard 110/220v | Low | Checking & Monitoring |  | Daily | JCD00 | Nursery | Available | 1 | Greenhouse 11 | 16 | 2024-10-01 | 2 | N/A | N/A | N/A | OPEN
258 | Electrical | Panelboard | 7880 | Panelboard 110/220v | Low | Checking & Monitoring |  | Daily | JCD01 | Headhouse | Available | 1 | Headhouse | 16 | 2024-10-01 | 2 | N/A | N/A | N/A | OPEN
259 | Special System | Motor Control | 007882 | Panel Motor Control | Low | Energize, Checking & Monitoring |  | Daily | JCD01 | Headhouse | Available | 1 | Headhouse | 16 | 2024-10-01 | 2 | N/A | N/A | N/A | OPEN
260 | Electrical | Panelboard | 007811 | Panelboard 110/220v | Low | Checking & Monitoring |  | Daily | JCD02 | Unit# 5 | Available | 1 | Unit# 5 | 16 | 2024-10-01 | 2 | N/A | N/A | N/A | OPEN
261 | Special System | Motor Control | 007827 | Panel Motor Control | Low | Energize, Checking & Monitoring |  | Daily | JCD02 | Green/H #5 | Available | 1 | Greenhouse 5 | 16 | 2024-10-01 | 2 | N/A | N/A | N/A | OPEN
262 | Electrical | Panelboard | 007816 | Panelboard 110/220v | Low | Checking & Monitoring |  | Daily | JCD03 | Unit# 6 | Available | 1 | Unit# 6 | 16 | 2024-10-01 | 2 | N/A | N/A | N/A | OPEN
263 | Special System | Motor Control | 007818 | Panel Motor Control | Low | Energize, Checking & Monitoring |  | Daily | JCD03 | Green/H #8 | Available | 1 | Greenhouse 8 | 16 | 2024-10-01 | 2 | N/A | N/A | N/A | OPEN
264 | Electrical | Panelboard | 041032 | Panelboard 110/220v | Low | Checking & Monitoring |  | Daily | JCD00 | Nursery | Available | 1 | Greenhouse 11 | 16 | 2024-10-01 | 2 | N/A | N/A | N/A | OPEN
265 | Electro.Mechanical | Exhaust fan | 007417 | Exhaust fan | Low | Quarterly PM |  | Quarterly | JCD03 | Unit# 8 | Available | 1 | Green/H #8 | 8 | 2024-10-01 | 2 | N/A | N/A | N/A | OPEN
266 | Electro.Mechanical | Exhaust fan | 007418 | Exhaust fan | Low | Quarterly PM |  | Quarterly | JCD03 | Unit# 8 | Available | 1 | Green/H #8 | 8 | 2024-10-01 | 2 | N/A | N/A | N/A | OPEN
267 | Electro.Mechanical | Exhaust fan | 007419 | Exhaust fan | Low | Quarterly PM |  | Quarterly | JCD03 | Unit# 8 | Available | 1 | Green/H #8 | 8 | 2024-10-01 | 2 | N/A | N/A | N/A | OPEN
268 | Electrical | Panelboard | 7880 | Panelboard 110/220v | Low | Checking & Monitoring |  | Daily | JCD01 | Headhouse | Available | 1 | Headhouse | 16 | 2024-10-01 | 2 | N/A | N/A | N/A | OPEN
269 | Special System | Motor Control | 007882 | Panel Motor Control | Low | Energize, Checking & Monitoring |  | Daily | JCD01 | Headhouse | Available | 1 | Headhouse | 16 | 2024-10-01 | 2 | N/A | N/A | N/A | OPEN
270 | Electrical | Panelboard | 007811 | Panelboard 110/220v | Low | Checking & Monitoring |  | Daily | JCD02 | Unit# 5 | Available | 1 | Unit# 5 | 16 | 2024-10-01 | 2 | N/A | N/A | N/A | OPEN
271 | Special System | Motor Control | 007827 | Panel Motor Control | Low | Energize, Checking & Monitoring |  | Daily | JCD02 | Green/H #5 | Available | 1 | Greenhouse 5 | 16 | 2024-10-01 | 2 | N/A | N/A | N/A | OPEN
272 | Electrical | Panelboard | 007816 | Panelboard 110/220v | Low | Checking & Monitoring |  | Daily | JCD03 | Unit# 6 | Available | 1 | Unit# 6 | 16 | 2024-10-01 | 2 | N/A | N/A | N/A | OPEN
273 | Special System | Motor Control | 007818 | Panel Motor Control | Low | Energize, Checking & Monitoring |  | Daily | JCD03 | Green/H #8 | Available | 1 | Greenhouse 8 | 16 | 2024-10-01 | 2 | N/A | N/A | N/A | OPEN
274 | Electrical | Panelboard | 041032 | Panelboard 110/220v | Low | Checking & Monitoring |  | Daily | JCD00 | Nursery | Available | 1 | Greenhouse 11 | 16 | 2024-10-01 | 2 | N/A | N/A | N/A | OPEN
275 | Electro.Mechanical | Controller | 008640 | Panel Irrigation ctl (Outside) | Low | C/M insatallaion of new Controller |  | Monthly | JCD00 | Outside | Available | 1 | Outside | 4 | 2024-10-01 | 2 | N/A | N/A | N/A | OPEN
276 | Electrical | Panelboard | 7880 | Panelboard 110/220v | Low | Checking & Monitoring |  | Daily | JCD01 | Headhouse | Available | 1 | Headhouse | 16 | 2024-10-01 | 2 | N/A | N/A | N/A | OPEN
277 | Special System | Motor Control | 007882 | Panel Motor Control | Low | Energize, Checking & Monitoring |  | Daily | JCD01 | Headhouse | Available | 1 | Headhouse | 16 | 2024-10-01 | 2 | N/A | N/A | N/A | OPEN
278 | Electrical | Panelboard | 007811 | Panelboard 110/220v | Low | Checking & Monitoring |  | Daily | JCD02 | Unit# 5 | Available | 1 | Unit# 5 | 16 | 2024-10-01 | 2 | N/A | N/A | N/A | OPEN
279 | Special System | Motor Control | 007827 | Panel Motor Control | Low | Energize, Checking & Monitoring |  | Daily | JCD02 | Green/H #5 | Available | 1 | Greenhouse 5 | 16 | 2024-10-01 | 2 | N/A | N/A | N/A | OPEN
280 | Electrical | Panelboard | 007816 | Panelboard 110/220v | Low | Checking & Monitoring |  | Daily | JCD03 | Unit# 6 | Available | 1 | Unit# 6 | 16 | 2024-10-01 | 2 | N/A | N/A | N/A | OPEN
281 | Special System | Motor Control | 007818 | Panel Motor Control | Low | Energize, Checking & Monitoring |  | Daily | JCD03 | Green/H #8 | Available | 1 | Greenhouse 8 | 16 | 2024-10-01 | 2 | N/A | N/A | N/A | OPEN
282 | Electrical | Panelboard | 041032 | Panelboard 110/220v | Low | Checking & Monitoring |  | Daily | JCD00 | Nursery | Available | 1 | Greenhouse 11 | 16 | 2024-10-01 | 2 | N/A | N/A | N/A | OPEN
283 | Electro.Mechanical | Controller | 008640 | Panel Irrigation ctl (Outside) | Low | C/M insatallaion of new Controller |  | Monthly | JCD00 | Outside | Available | 1 | Outside | 6 | 2024-10-01 | 2 | N/A | N/A | N/A | OPEN

## PM ROADS & GROUNDS (hidden)
NABATAT Monthly Preventive Maintenance Plan
PREVENTIVE MAINTENANCE (PM) FOR MONTH OF ( NOVEMBER 2024 ) | [14 empty] | PLAN PREPARED DATE: | [5 empty] | Service Provider Signature: | [6 empty] | DACO Director Signature:
O&M CONTRACTOR SECTION | [27 empty] | DACO INSPECTOR SECTION
S.NO | System | Sub-System | Equipment Tag Number | Equipment Description | Criticality (High, Medium, Low) | PM Description | Reference check list number | PM Frequency | Work Location |  |  |  |  | Planned Details | [5 empty] | Status | Actual Details | [5 empty] | Remarks | APPROVE | REJECT | REMARKS | INSPECTOR NAME | INSPECTOR SIGNATURE
[9 empty] | FACILITY CODE | FACILITY NAME | LEVEL | ROOM # | ROOM NAME | Planned Manhours (MHrs) | Planned date | No. of Person(s) | Spare Parts required | NOTAM Required | Outage Required |  | Log Number # | Actual Manhours (MHrs) | Actual date | Actual Time | No. of Person(s) | Spare Parts Used
1 | Roads & Grounds | Roads | N/A | N/A | Low | Liter Picking | N/A | EVERYDAY | DAA 00 | PASSENGER TERMINAL | Available | N/A | N/A | 80 | 2024-10-01 | 8 | None | N/A | N/A | Open
2 | Roads & Grounds | Roads | N/A | N/A | Low | Liter Picking | N/A | ONCE A WEEK | DAE 03 | GVIP OUTSIDE | Available | N/A | N/A | 70 | 2024-10-01 | 7 | None | N/A | N/A | Open
3 | Roads & Grounds | Roads | N/A | N/A | Low | Liter Picking | N/A | ONCE A WEEK | DAE 03 | Tower Area | Available | N/A | N/A | 70 | 2024-10-01 | 7 | None | N/A | N/A | Open
4 | Roads & Grounds | Roads | N/A | N/A | Low | Liter Picking | N/A | ONCE A WEEK | JAA 01 | North Service Road | Available | N/A | N/A | 50 | 2024-10-01 | 5 | None | N/A | N/A | Open
5 | Roads & Grounds | Roads | N/A | N/A | Low | Liter Picking | N/A | ONCE A WEEK | JAA 01 | West Service Road | Available | N/A | N/A | 60 | 2024-10-01 | 6 | None | N/A | N/A | Open
6 | Roads & Grounds | Roads | N/A | N/A | Low | Liter Picking | N/A | ONCE A WEEK | JAA 01 | South Service Road | Available | N/A | N/A | 60 | 2024-10-01 | 6 | None | N/A | N/A | Open
14 | Roads & Grounds | Roads | N/A | N/A | Low | Liter Picking | N/A | EVERYDAY | DBA03 | Custom | Available | N/A | N/A | 60 | 2024-10-01 | 6 | None | N/A | N/A | Open
7 | Roads & Grounds | Landside Building Facilities | N/A | N/A | Low | Cleaning | N/A | MONTHLY | IAB 00 | RSAF Camp | Available | N/A | N/A | 80 | 2024-10-01 | 8 | None | N/A | N/A | Open
| Roads & Grounds | Landside Building Facilities | N/A | N/A | Low | Cleaning | N/A | MONTHLY | ADA 00 | METEOROLOGICAL | Available | N/A | N/A | 80 | 2024-10-01 | 8 | None | N/A | N/A | Open
| Roads & Grounds | Landside Building Facilities | N/A | N/A | Low | Cleaning | N/A | MONTHLY | UAB 00 | MAIN SUBSTATION | Available | N/A | N/A | 80 | 2024-10-01 | 8 | None | N/A | N/A | Open
| Roads & Grounds | Landside Building Facilities | N/A | N/A | Low | Cleaning | N/A | MONTHLY | UBC 00 | WATER TREATMENT PLANT | Available | N/A | N/A | 80 | 2024-10-01 | 8 | None | N/A | N/A | Open
| Roads & Grounds | Landside Building Facilities | N/A | N/A | Low | Cleaning | N/A | MONTHLY | UBB 00 | CENTRAL PUMP STATION | Available | N/A | N/A | 80 | 2024-10-01 | 8 | None | N/A | N/A | Open
| Roads & Grounds | Landside Building Facilities | N/A | N/A | Low | Cleaning | N/A | MONTHLY | UIA 00 | CENTRAL PLANT | Available | N/A | N/A | 80 | 2024-10-01 | 8 | None | N/A | N/A | Open
8 | Roads & Grounds | Roads | N/A | N/A | Low | Road Sweeping | N/A | EVERYDAY | DAA 00 | PASSENGER TERMINAL | Available | N/A | N/A | 80 | 2024-10-01 | 8 | None | N/A | N/A | Open
9 | Roads & Grounds | Roads | N/A | N/A | Low | Road Sweeping | N/A | ONCE A WEEK | HDC 01 | Royal Terminal | Available | N/A | N/A | 70 | 2024-10-01 | 7 | None | N/A | N/A | Open
10 | Roads & Grounds | Roads | N/A | N/A | Low | Road Sweeping | N/A | ONCE A WEEK | AAA 00 | Tower Area | Available | N/A | N/A | 50 | 2024-10-01 | 5 | None | N/A | N/A | Open
11 | Roads & Grounds | Roads | N/A | N/A | Low | Road Sweeping | N/A | ONCE A WEEK | JAA 01 | Cargo Village | Available | N/A | N/A | 60 | 2024-10-01 | 6 | None | N/A | N/A | Open
12 | Roads & Grounds | Roads | N/A | N/A | Low | Road Sweeping | N/A | ONCE A WEEK | JAA 02 | Service Level | Available | N/A | N/A | 60 | 2024-10-01 | 6 | None | N/A | N/A | Open
13 | Roads & Grounds | Roads | N/A | N/A | Low | Road Sweeping | N/A | ONCE A WEEK | DAE 03 | GVIP OUTSIDE | Available | N/A | N/A | 60 | 2024-10-01 | 6 | None | N/A | N/A | Open

## PM LANDSCAPE (hidden)
NABATAT Monthly Preventive Maintenance Plan
PREVENTIVE MAINTENANCE (PM) FOR MONTH OF ( NOVEMBER 2024 ) | [14 empty] | PLAN PREPARED DATE: | [5 empty] | Service Provider Signature: | [6 empty] | DACO Director Signature:
O&M CONTRACTOR SECTION | [27 empty] | DACO INSPECTOR SECTION
S.NO | System | Sub-System | Equipment Tag Number | Equipment Description | Criticality (High, Medium, Low) | PM Description | Reference check list number | PM Frequency | Work Location |  |  |  |  | Planned Details | [5 empty] | Status | Actual Details | [5 empty] | Remarks | APPROVE | REJECT | REMARKS | INSPECTOR NAME | INSPECTOR SIGNATURE
[9 empty] | FACILITY CODE | FACILITY NAME | LEVEL | ROOM # | ROOM NAME | Planned Manhours (MHrs) | Planned date | No. of Person(s) | Spare Parts required | NOTAM Required | Outage Required |  | Log Number # | Actual Manhours (MHrs) | Actual date | Actual Time | No. of Person(s) | Spare Parts Used
1 | Landscape & Afforestation | Outdoor Plants | N/A | Shrubs | Low | Prunning | None | Monthly (3x) | AAA 00 | Control Tower | Available | N/A | N/A | 130 | 2024-10-01 | 13 | none | N/A | N/A | Open
2 | Landscape & Afforestation | Outdoor Plants | N/A | Shrubs | Low | Prunning | None | Monthly (3x) | DAD 00 | Employees Parking Area | Available | N/A | N/A | 220 | 2024-10-01 | 22 | none | N/A | N/A | Open
3 | Landscape & Afforestation | Outdoor Plants | N/A | Shrubs | Low | Prunning | None | Monthly (3x) | JAK 02 | North Taxiway Bridge | Available | N/A | N/A | 70 | 2024-10-01 | 7 | none | N/A | N/A | Open
4 | Landscape & Afforestation | Outdoor Plants | N/A | Shrubs | Low | Prunning | None | Monthly (3x) | JAL 06 | South GSE Bridge | Available | N/A | N/A | 70 | 2024-10-01 | 7 | none | N/A | N/A | Open
5 | Landscape & Afforestation | Outdoor Plants | N/A | Shrubs | Low | Prunning | None | Monthly (3x) | HDC 01 | Royal Terminal Entrance | Available | N/A | N/A | 170 | 2024-10-01 | 17 | none | N/A | N/A | Open
6 | Landscape & Afforestation | Outdoor Plants | N/A | Shrubs | Low | Prunning | None | Monthly (3x) | JAA 02 | South Service Road | Available | N/A | N/A | 70 | 2024-10-01 | 7 | none | N/A | N/A | Open
7 | Landscape & Afforestation | Outdoor Plants | N/A | Shrubs | Low | Prunning | None | Monthly (3x) | JAL 06 | GVIP OUTSIDE | Available | N/A | N/A | 70 | 2024-10-01 | 7 | none | N/A | N/A | Open
8 | Landscape & Afforestation | Outdoor Plants | N/A | Trees | Low | Prunning | None | Monthly (3x) | AAA 00 | Control Tower | Available | N/A | N/A | 130 | 2024-10-01 | 13 | none | N/A | N/A | Open
9 | Landscape & Afforestation | Outdoor Plants | N/A | Trees | Low | Prunning | None | Monthly (3x) | DAE 03 | GVIP OUTSIDE | Available | N/A | N/A | 120 | 2024-10-01 | 12 | none | N/A | N/A | Open
10 | Landscape & Afforestation | Outdoor Plants | N/A | Trees | Low | Prunning | None | Monthly (3x) | DAD 00 | Employees Parking Area | Available | N/A | N/A | 220 | 2024-10-01 | 22 | none | N/A | N/A | Open
11 | Landscape & Afforestation | Outdoor Plants | N/A | Trees | Low | Prunning | None | Monthly (3x) | JAK 02 | North Taxiway Bridge | Available | N/A | N/A | 70 | 2024-10-01 | 7 | none | N/A | N/A | Open
12 | Landscape & Afforestation | Outdoor Plants | N/A | Trees | Low | Prunning | None | Monthly (3x) | JAL 06 | South GSE Bridge | Available | N/A | N/A | 70 | 2024-10-01 | 7 | none | N/A | N/A | Open
13 | Landscape & Afforestation | Outdoor Plants | N/A | Trees | Low | Prunning | None | Monthly (3x) | HDC 01 | Royal Terminal Entrance | Available | N/A | N/A | 170 | 2024-10-01 | 17 | none | N/A | N/A | Open
14 | Landscape & Afforestation | Outdoor Plants | N/A | Trees | Low | Prunning | None | Monthly (3x) | JAA 02 | South Service Road | Available | N/A | N/A | 70 | 2024-10-01 | 7 | none | N/A | N/A | Open
15 | Landscape & Afforestation | Outdoor Plants | N/A | Rotational Plants | Low | Weeding | None | Weekly (4x) | AAA 00 | Control Tower | Available | N/A | N/A | 130 | 2024-10-01 | 13 | none | N/A | N/A | Open
16 | Landscape & Afforestation | Outdoor Plants | N/A | Rotational Plants | Low | Weeding | None | Weekly (4x) | DAE 03 | GVIP OUTSIDE | Available | N/A | N/A | 120 | 2024-10-01 | 12 | none | N/A | N/A | Open
17 | Landscape & Afforestation | Outdoor Plants | N/A | Rotational Plants | Low | Weeding | None | Weekly (4x) | DAD 00 | Employees Parking Area | Available | N/A | N/A | 220 | 2024-10-01 | 22 | none | N/A | N/A | Open
18 | Landscape & Afforestation | Outdoor Plants | N/A | Rotational Plants | Low | Weeding | None | Weekly (4x) | JAK 02 | North Taxiway Bridge | Available | N/A | N/A | 70 | 2024-10-01 | 7 | none | N/A | N/A | Open
19 | Landscape & Afforestation | Outdoor Plants | N/A | Rotational Plants | Low | Weeding | None | Weekly (4x) | JAL 06 | South GSE Bridge | Available | N/A | N/A | 70 | 2024-10-01 | 7 | none | N/A | N/A | Open
20 | Landscape & Afforestation | Outdoor Plants | N/A | Rotational Plants | Low | Weeding | None | Weekly (4x) | HDC 01 | Royal Terminal Entrance | Available | N/A | N/A | 170 | 2024-10-01 | 17 | none | N/A | N/A | Open