## LANDSIDE SERVICES PM MASTR PLAN (hidden)
Nabatat Contracting Company - Master Plan
MASTER PLAN - PREVENTIVE MAINTENANCE (PM) FOR YEAR OF ( 2024 )
DACO Director Signature:
O&M CONTRACTOR SECTION
S.NO | System Description | Sub-System | Equipment Tag Number | Equipment Description | Criticality (High, Medium, Low) | PM Description | Reference check list number | PM Frequency | Work Location
[9 empty] | FACILITY CODE | FACILITY NAME | LEVEL | ROOM # | ROOM NAME
MONTH OF JULY WEEK NO.1
1 | FLEET MANAGEMENT | Equipment & Machineries | 0 3205 | Vise bench 4 1/2 jaw opening | Low | Checking and Cleaning | N/A | Monthly | IGC 00 | VEHICLE MAINTENANCE BLDG. | AVAILABLE | N/A | WORKSHOP
2 | FLEET MANAGEMENT | Equipment & Machineries | 0 3342 | Eye wash emergency portable | Low | Checking and Cleaning | N/A | Monthly | IGC 00 | VEHICLE MAINTENANCE BLDG. | AVAILABLE | N/A | WORKSHOP
3 | FLEET MANAGEMENT | Equipment & Machineries | 0 3351 | Fan electric | Low | Checking and Cleaning | N/A | Monthly | IGC 00 | VEHICLE MAINTENANCE BLDG. | AVAILABLE | N/A | WORKSHOP
4 | FLEET MANAGEMENT | RSAF VEHICLE | 8057 | TOYOTA FORTUNER | Low | Cchecking and washing | N/A | WEEKLY | IGC 00 | VEHICLE MAINTENANCE BLDG. | AVAILABLE | N/A | WORKSHOP
5 | FLEET MANAGEMENT | Equipment & Machineries | 0 3561 | Stencil machine | Low | Checking and Cleaning | N/A | Monthly | IGC 00 | VEHICLE MAINTENANCE BLDG. | AVAILABLE | N/A | WORKSHOP
6 | FLEET MANAGEMENT | Equipment & Machineries | 10261 | Fan counter type | Low | Checking and Cleaning | N/A | Monthly | IGC 00 | VEHICLE MAINTENANCE BLDG. | AVAILABLE | N/A | WORKSHOP
7 | FLEET MANAGEMENT | Equipment & Machineries | 10264 | Fan counter type | Low | Checking and Cleaning | N/A | Monthly | IGC 00 | VEHICLE MAINTENANCE BLDG. | AVAILABLE | N/A | WORKSHOP
8 | FLEET MANAGEMENT | Equipment & Machineries | 10943 | Black hoist | Low | Checking and Cleaning | N/A | Monthly | IGC 00 | VEHICLE MAINTENANCE BLDG. | AVAILABLE | N/A | WORKSHOP
9 | FLEET MANAGEMENT | RSAF VEHICLE | 1913 | Toyota Land Cruiser | Low | Cchecking and washing | N/A | WEEKLY | IGC 00 | VEHICLE MAINTENANCE BLDG. | AVAILABLE | N/A | WORKSHOP
10 | FLEET MANAGEMENT | RSAF VEHICLE | 3757 | Toyota Land Cruiser | Low | Cchecking and washing | N/A | WEEKLY | IGC 00 | VEHICLE MAINTENANCE BLDG. | AVAILABLE | N/A | WORKSHOP
11 | FLEET MANAGEMENT | RSAF VEHICLE | 1934 | Toyota Land Cruiser | Low | Cchecking and washing | N/A | WEEKLY | IGC 00 | VEHICLE MAINTENANCE BLDG. | AVAILABLE | N/A | WORKSHOP
12 | FLEET MANAGEMENT | RSAF VEHICLE | 8534 | Toyota Fortuner | Low | Cchecking and washing | N/A | WEEKLY | IGC 00 | VEHICLE MAINTENANCE BLDG. | AVAILABLE | N/A | WORKSHOP
13 | FLEET MANAGEMENT | RSAF VEHICLE | 9676 | Nissan Altima | Low | Cchecking and washing | N/A | WEEKLY | IGC 00 | VEHICLE MAINTENANCE BLDG. | AVAILABLE | N/A | WORKSHOP
14 | FLEET MANAGEMENT | RSAF VEHICLE | 2296 | Toyota Fortuner | Low | Cchecking and washing | N/A | WEEKLY | IGC 00 | VEHICLE MAINTENANCE BLDG. | AVAILABLE | N/A | WORKSHOP
15 | FLEET MANAGEMENT | RSAF VEHICLE | 1401 | Toyota Fortuner | Low | Cchecking and washing | N/A | WEEKLY | IGC 00 | VEHICLE MAINTENANCE BLDG. | AVAILABLE | N/A | WORKSHOP
16 | FLEET MANAGEMENT | RSAF VEHICLE | 1950 | Toyota Land Cruiser | Low | Cchecking and washing | N/A | WEEKLY | IGC 00 | VEHICLE MAINTENANCE BLDG. | AVAILABLE | N/A | WORKSHOP
17 | FLEET MANAGEMENT | RSAF VEHICLE | 7251 | Toyota Hi Ace Van | Low | Cchecking and washing | N/A | WEEKLY | IGC 00 | VEHICLE MAINTENANCE BLDG. | AVAILABLE | N/A | WORKSHOP
18 | FLEET MANAGEMENT | RSAF VEHICLE | 8016 | Toyota Fortuner | Low | Cchecking and washing | N/A | WEEKLY | IGC 00 | VEHICLE MAINTENANCE BLDG. | AVAILABLE | N/A | WORKSHOP
19 | FLEET MANAGEMENT | RSAF VEHICLE | 1401 | Toyota Fortuner | Low | Cchecking and washing | N/A | WEEKLY | IGC 00 | VEHICLE MAINTENANCE BLDG. | AVAILABLE | N/A | WORKSHOP
20 | FLEET MANAGEMENT | Equipment & Machineries | 0 3526 | Vise swivel base 4 1/4 jaw | Low | Checking and Cleaning | N/A | Monthly | IGC 00 | VEHICLE MAINTENANCE BLDG. | AVAILABLE | N/A | WORKSHOP
21 | FLEET MANAGEMENT | Equipment & Machineries | 0 3529 | Vise combination | Low | Checking and Cleaning | N/A | Monthly | IGC 00 | VEHICLE MAINTENANCE BLDG. | AVAILABLE | N/A | WORKSHOP
22 | FLEET MANAGEMENT | Equipment & Machineries | 10944 | Black hoist | Low | Checking and Cleaning | N/A | Monthly | IGC 00 | VEHICLE MAINTENANCE BLDG. | AVAILABLE | N/A | WORKSHOP
23 | FLEET MANAGEMENT | Equipment & Machineries | 21005 | Tire machine spreader | Low | Checking and Cleaning | N/A | Monthly | IGC 00 | VEHICLE MAINTENANCE BLDG. | AVAILABLE | N/A | WORKSHOP
24 | Streetlight | Lighting Pole | N/A | 12m Lighting Pole | Low | Functionality Inspection | N/A | Monthly (2x) | DAA 00 | PASSENGER TERMINAL | AVAILABLE | N/A | N/A
25 | Streetlight | Lighting Pole | N/A | 12m Lighting Pole | Low | Functionality Inspection | N/A | Monthly (2x) | N/A | EAST SERVICE ROAD | AVAILABLE | N/A | N/A
26 | Streetlight | Elec. Control Panel | 17735 | CONTROL PANEL JAG 042 | Low | Cleaning & Checking | Provided | Monthly (2x) | IFA 00 | WAREHOUSE 7 | AVAILABLE | N/A | N/A
27 | Streetlight | Elec. Control Panel | 008517 | CONTROL PANEL JAG EEC 34 | Low | Manually Switching | N/A | Everyday | JAP 01 | PEARL MODEL | AVAILABLE | N/A | N/A
28 | Irrigation | Indoor Plants | N/A | Potted Plants | Low | Watering |  | EVERYDAY | DAA 00 | PASSENGER TERMINAL | PASS. MIZZANINE LEVEL | N/A | N/A
29 | Irrigation | Indoor Plants | N/A | Potted Plants | Low | Watering |  | EVERYDAY | DAA 00 | PASSENGER TERMINAL | PASS. - DEPARTURE LEVEL | N/A | N/A
30 | Irrigation | Indoor Plants | N/A | Potted Plants | Low | Watering |  | EVERYDAY | DAA 00 | PASSENGER TERMINAL | PASS. - DEPARTURE INT'L | N/A | N/A
31 | Irrigation | Indoor Plants | N/A | Potted Plants | Low | Watering |  | EVERYDAY | DAA 00 | PASSENGER TERMINAL | PASS. ARRIVAL LEVEL | N/A | N/A
32 | Irrigation | Irrigation Pump |  | Main Valve | Low | Manually Operating valve |  | EVERYDAY | UFA01 | Irrigation Pump House | N/A | N/A | N/A
33 | Irrigation | Irrigation Pump |  | Main Valve | Low | Manually Operating valve |  | EVERYDAY | UFB 00 | Irrigation Building | N/A | N/A | N/A
34 | Irrigation | Outdoor Plants | N/A | Trees, Shrubs,Grass & other plants | Low | Watering |  | EVERYDAY | DAA 00 | PASSENGER TERMINAL | N/A | N/A | N/A
35 | Irrigation | Outdoor Plants | N/A | Trees, Shrubs,Grass & other plants | Low | Watering |  | EVERYDAY | CAA 00 | Royal Terminal Road | N/A | N/A | N/A
36 | Irrigation | Outdoor Plants | N/A | Trees, Shrubs,Grass & other plants | Low | Watering |  | EVERYDAY | HAA 00 | Admin. Office Facility | N/A | N/A | N/A
37 | Irrigation | Indoor Plants | N/A | Potted Plants | Low | Watering |  | EVERYDAY | DAA 00 | PASSENGER TERMINAL | PASS. MIZZANINE LEVEL | N/A | N/A
38 | Irrigation | Indoor Plants | N/A | Potted Plants | Low | Watering |  | EVERYDAY | DAA 00 | PASSENGER TERMINAL | PASS. - DEPARTURE LEVEL | N/A | N/A
39 | Irrigation | Indoor Plants | N/A | Potted Plants | Low | Watering |  | EVERYDAY | DAA 00 | PASSENGER TERMINAL | PASS. - DEPARTURE INT'L | N/A | N/A
40 | Irrigation | Indoor Plants | N/A | Potted Plants | Low | Watering |  | EVERYDAY | DAA 00 | PASSENGER TERMINAL | PASS. ARRIVAL LEVEL | N/A | N/A
41 | Irrigation | Irrigation Pump |  | Main Valve | Low | Manually Operating valve |  | EVERYDAY | UFA01 | Irrigation Pump House | N/A | N/A | N/A
42 | Irrigation | Irrigation Pump |  | Main Valve | Low | Manually Operating valve |  | EVERYDAY | UFB 00 | Irrigation Building | N/A | N/A | N/A
43 | Irrigation | Outdoor Plants | N/A | Trees, Shrubs,Grass & other plants | Low | Watering |  | EVERYDAY | DAA 00 | PASSENGER TERMINAL | N/A | N/A | N/A
44 | Irrigation | Outdoor Plants | N/A | Trees, Shrubs,Grass & other plants | Low | Watering |  | EVERYDAY | CAA 00 | Royal Terminal Road | N/A | N/A | N/A
45 | Irrigation | Outdoor Plants | N/A | Trees, Shrubs,Grass & other plants | Low | Watering |  | EVERYDAY | HAA 00 | Admin. Office Facility | N/A | N/A | N/A
46 | Irrigation | Indoor Plants | N/A | Potted Plants | Low | Watering |  | EVERYDAY | DAA 00 | PASSENGER TERMINAL | PASS. MIZZANINE LEVEL | N/A | N/A
47 | Irrigation | Indoor Plants | N/A | Potted Plants | Low | Watering |  | EVERYDAY | DAA 00 | PASSENGER TERMINAL | PASS. - DEPARTURE LEVEL | N/A | N/A
48 | Irrigation | Indoor Plants | N/A | Potted Plants | Low | Watering |  | EVERYDAY | DAA 00 | PASSENGER TERMINAL | PASS. - DEPARTURE INT'L | N/A | N/A
49 | Irrigation | Indoor Plants | N/A | Potted Plants | Low | Watering |  | EVERYDAY | DAA 00 | PASSENGER TERMINAL | PASS. ARRIVAL LEVEL | N/A | N/A
50 | Irrigation | Irrigation Pump |  | Main Valve | Low | Manually Operating valve |  | EVERYDAY | UFA01 | Irrigation Pump House | N/A | N/A | N/A
51 | Irrigation | Irrigation Pump |  | Main Valve | Low | Manually Operating valve |  | EVERYDAY | UFB 00 | Irrigation Building | N/A | N/A | N/A
52 | Irrigation | Outdoor Plants | N/A | Trees, Shrubs,Grass & other plants | Low | Watering |  | EVERYDAY | DAA 00 | PASSENGER TERMINAL | N/A | N/A | N/A
53 | Irrigation | Outdoor Plants | N/A | Trees, Shrubs,Grass & other plants | Low | Watering |  | EVERYDAY | CAA 00 | Royal Terminal Road | N/A | N/A | N/A
54 | Irrigation | Outdoor Plants | N/A | Trees, Shrubs,Grass & other plants | Low | Watering |  | EVERYDAY | HAA 00 | Admin. Office Facility | N/A | N/A | N/A
55 | Irrigation | Indoor Plants | N/A | Potted Plants | Low | Watering |  | EVERYDAY | DAA 00 | PASSENGER TERMINAL | PASS. MIZZANINE LEVEL | N/A | N/A
56 | Irrigation | Indoor Plants | N/A | Potted Plants | Low | Watering |  | EVERYDAY | DAA 00 | PASSENGER TERMINAL | PASS. - DEPARTURE LEVEL | N/A | N/A
57 | Irrigation | Indoor Plants | N/A | Potted Plants | Low | Watering |  | EVERYDAY | DAA 00 | PASSENGER TERMINAL | PASS. - DEPARTURE INT'L | N/A | N/A
58 | Irrigation | Indoor Plants | N/A | Potted Plants | Low | Watering |  | EVERYDAY | DAA 00 | PASSENGER TERMINAL | PASS. ARRIVAL LEVEL | N/A | N/A
59 | Irrigation | Irrigation Pump |  | Main Valve | Low | Manually Operating valve |  | EVERYDAY | UFA01 | Irrigation Pump House | N/A | N/A | N/A
60 | Irrigation | Irrigation Pump |  | Main Valve | Low | Manually Operating valve |  | EVERYDAY | UFB 00 | Irrigation Building | N/A | N/A | N/A
61 | Irrigation | Outdoor Plants | N/A | Trees, Shrubs,Grass & other plants | Low | Watering |  | EVERYDAY | DAA 00 | PASSENGER TERMINAL | N/A | N/A | N/A
62 | Irrigation | Outdoor Plants | N/A | Trees, Shrubs,Grass & other plants | Low | Watering |  | EVERYDAY | CAA 00 | Royal Terminal Road | N/A | N/A | N/A
63 | Irrigation | Outdoor Plants | N/A | Trees, Shrubs,Grass & other plants | Low | Watering |  | EVERYDAY | HAA 00 | Admin. Office Facility | N/A | N/A | N/A
64 | Irrigation | Indoor Plants | N/A | Potted Plants | Low | Watering |  | EVERYDAY | DAA 00 | PASSENGER TERMINAL | PASS. MIZZANINE LEVEL | N/A | N/A
65 | Irrigation | Indoor Plants | N/A | Potted Plants | Low | Watering |  | EVERYDAY | DAA 00 | PASSENGER TERMINAL | PASS. - DEPARTURE LEVEL | N/A | N/A
66 | Irrigation | Indoor Plants | N/A | Potted Plants | Low | Watering |  | EVERYDAY | DAA 00 | PASSENGER TERMINAL | PASS. - DEPARTURE INT'L | N/A | N/A
67 | Irrigation | Indoor Plants | N/A | Potted Plants | Low | Watering |  | EVERYDAY | DAA 00 | PASSENGER TERMINAL | PASS. ARRIVAL LEVEL | N/A | N/A
68 | Irrigation | Irrigation Pump |  | Main Valve | Low | Manually Operating valve |  | EVERYDAY | UFA01 | Irrigation Pump House | N/A | N/A | N/A
69 | Irrigation | Irrigation Pump |  | Main Valve | Low | Manually Operating valve |  | EVERYDAY | UFB 00 | Irrigation Building | N/A | N/A | N/A
70 | Irrigation | Outdoor Plants | N/A | Trees, Shrubs,Grass & other plants | Low | Watering |  | EVERYDAY | DAA 00 | PASSENGER TERMINAL | N/A | N/A | N/A
71 | Irrigation | Outdoor Plants | N/A | Trees, Shrubs,Grass & other plants | Low | Watering |  | EVERYDAY | CAA 00 | Royal Terminal Road | N/A | N/A | N/A
72 | Irrigation | Outdoor Plants | N/A | Trees, Shrubs,Grass & other plants | Low | Watering |  | EVERYDAY | HAA 00 | Admin. Office Facility | N/A | N/A | N/A
73 | Irrigation | Indoor Plants | N/A | Potted Plants | Low | Watering |  | EVERYDAY | DAA 00 | PASSENGER TERMINAL | PASS. MIZZANINE LEVEL | N/A | N/A
74 | Irrigation | Indoor Plants | N/A | Potted Plants | Low | Watering |  | EVERYDAY | DAA 00 | PASSENGER TERMINAL | PASS. - DEPARTURE LEVEL | N/A | N/A
75 | Irrigation | Indoor Plants | N/A | Potted Plants | Low | Watering |  | EVERYDAY | DAA 00 | PASSENGER TERMINAL | PASS. - DEPARTURE INT'L | N/A | N/A
76 | Irrigation | Indoor Plants | N/A | Potted Plants | Low | Watering |  | EVERYDAY | DAA 00 | PASSENGER TERMINAL | PASS. ARRIVAL LEVEL | N/A | N/A
77 | Irrigation | Irrigation Pump |  | Main Valve | Low | Manually Operating valve |  | EVERYDAY | UFA01 | Irrigation Pump House | N/A | N/A | N/A
78 | Irrigation | Irrigation Pump |  | Main Valve | Low | Manually Operating valve |  | EVERYDAY | UFB 00 | Irrigation Building | N/A | N/A | N/A
79 | Irrigation | Outdoor Plants | N/A | Trees, Shrubs,Grass & other plants | Low | Watering |  | EVERYDAY | DAA 00 | PASSENGER TERMINAL | N/A | N/A | N/A
80 | Irrigation | Outdoor Plants | N/A | Trees, Shrubs,Grass & other plants | Low | Watering |  | EVERYDAY | CAA 00 | Royal Terminal Road | N/A | N/A | N/A
81 | Irrigation | Outdoor Plants | N/A | Trees, Shrubs,Grass & other plants | Low | Watering |  | EVERYDAY | HAA 00 | Admin. Office Facility | N/A | N/A | N/A
82 | Irrigation | Indoor Plants | N/A | Potted Plants | Low | Watering |  | EVERYDAY | DAA 00 | PASSENGER TERMINAL | PASS. MIZZANINE LEVEL | N/A | N/A
83 | Irrigation | Indoor Plants | N/A | Potted Plants | Low | Watering |  | EVERYDAY | DAA 00 | PASSENGER TERMINAL | PASS. - DEPARTURE LEVEL | N/A | N/A
84 | Irrigation | Indoor Plants | N/A | Potted Plants | Low | Watering |  | EVERYDAY | DAA 00 | PASSENGER TERMINAL | PASS. - DEPARTURE INT'L | N/A | N/A
85 | Irrigation | Indoor Plants | N/A | Potted Plants | Low | Watering |  | EVERYDAY | DAA 00 | PASSENGER TERMINAL | PASS. ARRIVAL LEVEL | N/A | N/A
86 | Irrigation | Irrigation Pump |  | Main Valve | Low | Manually Operating valve |  | EVERYDAY | UFA01 | Irrigation Pump House | N/A | N/A | N/A
87 | Irrigation | Irrigation Pump |  | Main Valve | Low | Manually Operating valve |  | EVERYDAY | UFB 00 | Irrigation Building | N/A | N/A | N/A
88 | Irrigation | Outdoor Plants | N/A | Trees, Shrubs,Grass & other plants | Low | Watering |  | EVERYDAY | DAA 00 | PASSENGER TERMINAL | N/A | N/A | N/A
89 | Irrigation | Outdoor Plants | N/A | Trees, Shrubs,Grass & other plants | Low | Watering |  | EVERYDAY | CAA 00 | Royal Terminal Road | N/A | N/A | N/A
90 | Irrigation | Outdoor Plants | N/A | Trees, Shrubs,Grass & other plants | Low | Watering |  | EVERYDAY | HAA 00 | Admin. Office Facility | N/A | N/A | N/A
91 | Irrigation | Indoor Plants | N/A | Potted Plants | Low | Watering |  | EVERYDAY | DAA 00 | PASSENGER TERMINAL | PASS. MIZZANINE LEVEL | N/A | N/A
92 | Irrigation | Indoor Plants | N/A | Potted Plants | Low | Watering |  | EVERYDAY | DAA 00 | PASSENGER TERMINAL | PASS. - DEPARTURE LEVEL | N/A | N/A
93 | Irrigation | Indoor Plants | N/A | Potted Plants | Low | Watering |  | EVERYDAY | DAA 00 | PASSENGER TERMINAL | PASS. - DEPARTURE INT'L | N/A | N/A
94 | Irrigation | Indoor Plants | N/A | Potted Plants | Low | Watering |  | EVERYDAY | DAA 00 | PASSENGER TERMINAL | PASS. ARRIVAL LEVEL | N/A | N/A
95 | Electrical | Panelboard | 7880 | Panelboard 110/220v | Low | Checking & Monitoring |  | Daily | JCD01 | Headhouse | Available | 1 | Headhouse
96 | Special System | Motor Control | 007882 | Panel Motor Control | Low | Energize, Checking & Monitoring |  | Daily | JCD01 | Headhouse | Available | 1 | Headhouse
97 | Electrical | Panelboard | 007811 | Panelboard 110/220v | Low | Checking & Monitoring |  | Daily | JCD02 | Unit# 5 | Available | 1 | Unit# 5
98 | Special System | Motor Control | 007827 | Panel Motor Control | Low | Energize, Checking & Monitoring |  | Daily | JCD02 | Green/H #5 | Available | 1 | Greenhouse 5
99 | Electrical | Panelboard | 007816 | Panelboard 110/220v | Low | Checking & Monitoring |  | Daily | JCD03 | Unit# 6 | Available | 1 | Unit# 6
100 | Special System | Motor Control | 007818 | Panel Motor Control | Low | Energize, Checking & Monitoring |  | Daily | JCD03 | Green/H #8 | Available | 1 | Greenhouse 8
101 | Electrical | Panelboard | 041032 | Panelboard 110/220v | Low | Checking & Monitoring |  | Daily | JCD00 | Nursery | Available | 1 | Greenhouse 11
102 | Electro.Mechanical | Controller | 007847 | Panel Mist Control | Low | Checking & cleaning |  | Monthly (2x) | JCD01 | Green.H #1 | Available | 1 | Green.H #1
103 | Electro.Mechanical | Controller | 007848 | Panel Mist Control | Low | Checking & cleaning |  | Monthly (2x) | JCD01 | Green.H #1 | Available | 1 | Green.H #1
104 | Electro.Mechanical | Controller | 007842 | Panel Mist Control | Low | Checking & cleaning |  | Monthly (2x) | JCD01 | Green/H #2 | Available | 1 | Green/H #2
105 | Electro.Mechanical | Controller | 007843 | Panel Mist Control | Low | Checking & cleaning |  | Monthly (2x) | JCD01 | Green/H #2 | Available | 1 | Green/H #2
106 | Electro.Mechanical | Controller | 007841 | Panel Envrnmentl Ctl. | Low | Checking & cleaning |  | Monthly (2x) | JCD01 | Unit# 2 | Available | 1 | Unit# 2
107 | Electro.Mechanical | Fan | 007384 | Exhaust fan | Low | Checking & cleaning |  | Monthly (2x) | JCD02 | Unit# 5 | Available | 1 | Unit# 5
108 | Electrical | Panelboard | 7880 | Panelboard 110/220v | Low | Checking & Monitoring |  | Daily | JCD01 | Headhouse | Available | 1 | Headhouse
109 | Special System | Motor Control | 007882 | Panel Motor Control | Low | Energize, Checking & Monitoring |  | Daily | JCD01 | Headhouse | Available | 1 | Headhouse
110 | Electrical | Panelboard | 007811 | Panelboard 110/220v | Low | Checking & Monitoring |  | Daily | JCD02 | Unit# 5 | Available | 1 | Unit# 5
111 | Special System | Motor Control | 007827 | Panel Motor Control | Low | Energize, Checking & Monitoring |  | Daily | JCD02 | Green/H #5 | Available | 1 | Greenhouse 5
112 | Electrical | Panelboard | 007816 | Panelboard 110/220v | Low | Checking & Monitoring |  | Daily | JCD03 | Unit# 6 | Available | 1 | Unit# 6
113 | Special System | Motor Control | 007818 | Panel Motor Control | Low | Energize, Checking & Monitoring |  | Daily | JCD03 | Green/H #8 | Available | 1 | Greenhouse 8
114 | Electrical | Panelboard | 041032 | Panelboard 110/220v | Low | Checking & Monitoring |  | Daily | JCD00 | Nursery | Available | 1 | Greenhouse 11
115 | Electro.Mechanical | Controller | 007836 | Panel Mist Control | Low | Checking & cleaning |  | Monthly (2x) | JCD01 | Green.H #3 | Available | 1 | Green.H #3
116 | Electro.Mechanical | Controller | 007831 | Panel Envrnmentl CTL. | Low | Checking & cleaning |  | Monthly (2x) | JCD01 | Unit #4 | Available | 1 | Unit #4
117 | Electro.Mechanical | Panelboard | 007829 | Panel black colth | Low | Checking & cleaning |  | Monthly (2x) | JCD02 | Unit #5 | Available | 1 | Unit #5
118 | Electro.Mechanical | Panelboard | 008601 | Panel black colth | Low | Checking & cleaning |  | Monthly (2x) | JCD02 | Unit #5 | Available | 1 | Unit #5
119 | Electro.Mechanical | Controller | 007827 | Panel motor controller | Low | Checking & cleaning |  | Monthly (2x) | JCD02 | Green/H #5 | Available | 1 | Green/H #5
120 | Electro.Mechanical | Motor Control | 007818 | Panel Motor Control | Low | Checking & cleaning |  | Monthly (2x) | JCD03 | Green/H #8 | Available | 1 | Greenhouse 8
121 | Electrical | Panelboard | 7880 | Panelboard 110/220v | Low | Checking & Monitoring |  | Daily | JCD01 | Headhouse | Available | 1 | Headhouse
122 | Special System | Motor Control | 007882 | Panel Motor Control | Low | Energize, Checking & Monitoring |  | Daily | JCD01 | Headhouse | Available | 1 | Headhouse
123 | Electrical | Panelboard | 007811 | Panelboard 110/220v | Low | Checking & Monitoring |  | Daily | JCD02 | Unit# 5 | Available | 1 | Unit# 5
124 | Special System | Motor Control | 007827 | Panel Motor Control | Low | Energize, Checking & Monitoring |  | Daily | JCD02 | Green/H #5 | Available | 1 | Green/H #5
125 | Electrical | Panelboard | 007816 | Panelboard 110/220v | Low | Checking & Monitoring |  | Daily | JCD03 | Unit# 6 | Available | 1 | Unit# 6
126 | Special System | Motor Control | 007818 | Panel Motor Control | Low | Energize, Checking & Monitoring |  | Daily | JCD03 | Green/H #8 | Available | 1 | Greenhouse 8
127 | Electrical | Panelboard | 041032 | Panelboard 110/220v | Low | Checking & Monitoring |  | Daily | JCD00 | Greenhouse 11 | Available | 1 | Greenhouse 11
128 | Electro.Mechanical | Irrigatio contrller | 007819 | Panel Irrigation Ctl. | Low | Checking & cleaning |  | Monthly (2x) | JCD03 | Unit #8 | Available | 1 | Unit #8
129 | Electro.Mechanical | Irrigatio contrller | 007814 | Panel Irrigation Ctl. | Low | Checking & cleaning |  | Monthly (2x) | JCD03 | Unit #9 | Available | 1 | Unit #9
130 | Electro.Mechanical | Irrigatio contrller | 007813 | Panel Irrigation Ctl. | Low | Checking & cleaning |  | Monthly (2x) | JCD03 | Unit #10 | Available | 1 | Unit #10
131 | Electro.Mechanical | Panelboard | 00052572 | Panel Motor Control | Low | Checking & cleaning |  | Monthly (2x) | JCD00 | Green/H #11 | Available | 1 | Green/H #11
132 | Electro.Mechanical | Panelboard | 00052571 | Transformer 30KVA | Low | Checking & cleaning |  | Monthly (2x) | JCD00 | Green/H #11 | Available | 1 | Green/H #11
133 | Electro.Mechanical | Panelboard | 00052570 | Main Circuit Breaker | Low | Checking & cleaning |  | Monthly (2x) | JCD00 | Green/H #11 | Available | 1 | Green/H #11
134 | Electrical | Panelboard | 7880 | Panelboard 110/220v | Low | Checking & Monitoring |  | Daily | JCD01 | Headhouse | Available | 1 | Headhouse
135 | Special System | Motor Control | 007882 | Panel Motor Control | Low | Energize, Checking & Monitoring |  | Daily | JCD01 | Headhouse | Available | 1 | Headhouse
136 | Electrical | Panelboard | 007811 | Panelboard 110/220v | Low | Checking & Monitoring |  | Daily | JCD02 | Unit# 5 | Available | 1 | Unit# 5
137 | Special System | Motor Control | 007827 | Panel Motor Control | Low | Energize, Checking & Monitoring |  | Daily | JCD02 | Green/H #5 | Available | 1 | Green/H #5
138 | Electrical | Panelboard | 007816 | Panelboard 110/220v | Low | Checking & Monitoring |  | Daily | JCD03 | Unit# 6 | Available | 1 | Unit# 6
139 | Special System | Motor Control | 007818 | Panel Motor Control | Low | Energize, Checking & Monitoring |  | Daily | JCD03 | Green/H #8 | Available | 1 | Greenhouse 8
140 | Electrical | Panelboard | 041032 | Panelboard 110/220v | Low | Checking & Monitoring |  | Daily | JCD00 | Greenhouse 11 | Available | 1 | Greenhouse 11
141 | Electro.Mechanical | Panelboard | 007828 | Panel Envrnmentl CTL. | Low | Checking & cleaning |  | Monthly (2x) | JCD02 | Unit # 5 | Available | 1 | Unit # 5
142 | Electro.Mechanical | Panelboard | 007824 | Panel Black cloth Controller | Low | Checking & cleaning |  | Monthly (2x) | JCD02 | Unit # 6 | Available | 1 | Unit # 6
143 | Electro.Mechanical | Panelboard | 007826 | Panel Black cloth Controller | Low | Checking & cleaning |  | Monthly (2x) | JCD02 | Unit # 6 | Available | 1 | Unit # 6
144 | Electro.Mechanical | Panelboard | 007825 | Panel Envrnmentl CTL. | Low | Checking & cleaning |  | Monthly (2x) | JCD02 | Unit # 6 | Available | 1 | Unit # 6
145 | Electrical | Panelboard | 7880 | Panelboard 110/220v | Low | Checking & Monitoring |  | Daily | JCD01 | Headhouse | Available | 1 | Headhouse
146 | Special System | Motor Control | 007882 | Panel Motor Control | Low | Energize, Checking & Monitoring |  | Daily | JCD01 | Headhouse | Available | 1 | Headhouse
147 | Electrical | Panelboard | 007811 | Panelboard 110/220v | Low | Checking & Monitoring |  | Daily | JCD02 | Unit# 5 | Available | 1 | Unit# 5
148 | Special System | Motor Control | 007827 | Panel Motor Control | Low | Energize, Checking & Monitoring |  | Daily | JCD02 | Green/H #5 | Available | 1 | Green/H #5
149 | Electrical | Panelboard | 007816 | Panelboard 110/220v | Low | Checking & Monitoring |  | Daily | JCD03 | Unit# 6 | Available | 1 | Unit# 6
150 | Special System | Motor Control | 007818 | Panel Motor Control | Low | Energize, Checking & Monitoring |  | Daily | JCD03 | Green/H #8 | Available | 1 | Greenhouse 8
151 | Electrical | Panelboard | 041032 | Panelboard 110/220v | Low | Checking & Monitoring |  | Daily | JCD00 | Greenhouse 11 | Available | 1 | Greenhouse 11
152 | Electrical | Panelboard | 7880 | Panelboard 110/220v | Low | Checking & Monitoring |  | Daily | JCD01 | Headhouse | Available | 1 | Headhouse
153 | Special System | Motor Control | 007882 | Panel Motor Control | Low | Energize, Checking & Monitoring |  | Daily | JCD01 | Headhouse | Available | 1 | Headhouse
154 | Electrical | Panelboard | 007811 | Panelboard 110/220v | Low | Checking & Monitoring |  | Daily | JCD02 | Unit# 5 | Available | 1 | Unit# 5
155 | Special System | Motor Control | 007827 | Panel Motor Control | Low | Energize, Checking & Monitoring |  | Daily | JCD02 | Green/H #5 | Available | 1 | Green/H #5
156 | Electrical | Panelboard | 007816 | Panelboard 110/220v | Low | Checking & Monitoring |  | Daily | JCD03 | Unit# 6 | Available | 1 | Unit# 6
157 | Special System | Motor Control | 007818 | Panel Motor Control | Low | Energize, Checking & Monitoring |  | Daily | JCD03 | Green/H #8 | Available | 1 | Greenhouse 8
158 | Electrical | Panelboard | 041032 | Panelboard 110/220v | Low | Checking & Monitoring |  | Daily | JCD00 | Greenhouse 11 | Available | 1 | Greenhouse 11
159 | Electro.Mechanical | Controller | 006437 | Panel Hvac Control (Head/h) | Low | Checking & cleaning |  | Monthly (2x) | JCD01 | Head/ h | Available | 1 | Head/ h
160 | Electro.Mechanical | sump pump | 007920 | Sump pump (unit# 1) | Low | Checking & cleaning |  | Monthly (2x) | JCD01 | Unit #1 | Available | 1 | Unit #1
161 | Electro.Mechanical | Panelboard | 007922 | Sump pump (unit# 2) | Low | Checking & cleaning |  | Monthly (2x) | JCD01 | Unit #2 | Available | 1 | Unit #2
162 | Electro.Mechanical | Panelboard | 007832 | Panel Irrigation ctl (Unit #4) | Low | Checking & cleaning |  | Monthly (2x) | JCD01 | Unit #4 | Available | 1 | Unit #4
163 | Electro.Mechanical | Panelboard | 007926 | Sump pump (unit# 4) | Low | Checking & cleaning |  | Monthly (2x) | JCD01 | Unit #4 | Available | 1 | Unit #4
164 | Electro.Mechanical | Exhaust fan | 007386 | Exhaust fan(Green/h#5 | Low | Rectify damper |  | Monthly (2x) | JCD01 | Green/h #5 | Available | 1 | Green/h #5
165 | Electrical | Panelboard | 7880 | Panelboard 110/220v | Low | Checking & Monitoring |  | Daily | JCD01 | Headhouse | Available | 1 | Headhouse
166 | Special System | Motor Control | 007882 | Panel Motor Control | Low | Energize, Checking & Monitoring |  | Daily | JCD01 | Headhouse | Available | 1 | Headhouse
167 | Electrical | Panelboard | 007811 | Panelboard 110/220v | Low | Checking & Monitoring |  | Daily | JCD02 | Unit# 5 | Available | 1 | Unit# 5
168 | Special System | Motor Control | 007827 | Panel Motor Control | Low | Energize, Checking & Monitoring |  | Daily | JCD02 | Green/H #5 | Available | 1 | Green/H #5
169 | Electrical | Panelboard | 007816 | Panelboard 110/220v | Low | Checking & Monitoring |  | Daily | JCD03 | Unit# 6 | Available | 1 | Unit# 6
170 | Special System | Motor Control | 007818 | Panel Motor Control | Low | Energize, Checking & Monitoring |  | Daily | JCD03 | Green/H #8 | Available | 1 | Greenhouse 8
171 | Electrical | Panelboard | 041032 | Panelboard 110/220v | Low | Checking & Monitoring |  | Daily | JCD00 | Greenhouse 11 | Available | 1 | Greenhouse 11
172 | Electro.Mechanical | Sliding door | None | Manual sliding door | Low | Rectify/ Repair |  |  |  | Greenhouse 11 | Available | 1 | Greenhouse 11
173 | Roads & Grounds | Roads | N/A | N/A | Low | Liter Picking | N/A | EVERYDAY | DAA 00 | PASSENGER TERMINAL | Arrival Level | N/A | N/A
174 | Roads & Grounds | Roads | N/A | N/A | Low | Liter Picking | N/A | EVERYDAY | DAA 00 | PASSENGER TERMINAL | Departure Level | N/A | N/A
175 | Roads & Grounds | Roads | N/A | N/A | Low | Liter Picking | N/A | ONCE A WEEK | DAE 03 | GVIP OUTSIDE | N/A | N/A | N/A
176 | Roads & Grounds | Roads | N/A | N/A | Low | Liter Picking | N/A | ONCE A WEEK | JAA 01 | North Service Road | N/A | N/A | N/A
177 | Roads & Grounds | Roads | N/A | N/A | Low | Liter Picking | N/A | ONCE A WEEK | JAA 01 | West Service Road | N/A | N/A | N/A
178 | Roads & Grounds | Roads | N/A | N/A | Low | Liter Picking | N/A | ONCE A WEEK | JAA 01 | South Service Road | N/A | N/A | N/A
179 | Roads & Grounds | Roads | N/A | N/A | Low | Liter Picking | N/A | ONCE A WEEK | JAA 01 | South Service Road | N/A | N/A | N/A
180 | Roads & Grounds | Landside Building Facilities | N/A | N/A | Low | Cleaning | N/A | MONTHLY |  | RSAF Camp | N/A | N/A | N/A
181 | Roads & Grounds | Roads | N/A | N/A | Low | Road Sweeping | N/A | EVERYDAY | DAA 00 | PASSENGER TERMINAL | Arrival Level | N/A | N/A
182 | Roads & Grounds | Roads | N/A | N/A | Low | Road Sweeping | N/A | EVERYDAY | DAA 00 | PASSENGER TERMINAL | Departure Level | N/A | N/A
183 | Roads & Grounds | Roads | N/A | N/A | Low | Road Sweeping | N/A | ONCE A WEEK | HDC 01 | Royal Terminal | N/A | N/A | N/A
184 | Roads & Grounds | Roads | N/A | N/A | Low | Road Sweeping | N/A | ONCE A WEEK | AAA 00 | Tower Area | N/A | N/A | N/A
185 | Roads & Grounds | Roads | N/A | N/A | Low | Road Sweeping | N/A | ONCE A WEEK | JAA 01 | Cargo Village | N/A | N/A | N/A
186 | Roads & Grounds | Roads | N/A | N/A | Low | Road Sweeping | N/A | ONCE A WEEK | JAA 02 | Service Level | N/A | N/A | N/A
187 | Roads & Grounds | Roads | N/A | N/A | Low | Road Sweeping | N/A | ONCE A WEEK | DAE 03 | GVIP OUTSIDE | N/A | N/A | N/A
188 | Landscape & Afforestation | Outdoor Plants | N/A | Trees | Low | Prunning | None | Monthly (3x) | AAA 00 | Control Tower | Available | N/A | N/A
189 | Landscape & Afforestation | Outdoor Plants | N/A | Trees | Low | Prunning | None | Monthly (3x) | DAE 03 | GVIP OUTSIDE | Available | N/A | N/A
190 | Landscape & Afforestation | Outdoor Plants | N/A | Trees | Low | Prunning | None | Monthly (3x) | DAD 00 | Employees Parking Area | Available | N/A | N/A
191 | Landscape & Afforestation | Outdoor Plants | N/A | Trees | Low | Prunning | None | Monthly (3x) | JAK 02 | North Taxiway Bridge | Available | N/A | N/A
192 | Landscape & Afforestation | Outdoor Plants | N/A | Trees | Low | Prunning | None | Monthly (3x) | JAL 06 | South GSE Bridge | Available | N/A | N/A
193 | Landscape & Afforestation | Outdoor Plants | N/A | Trees | Low | Prunning | None | Monthly (3x) | HDC 01 | Royal Terminal Entrance | Available | N/A | N/A
194 | Landscape & Afforestation | Outdoor Plants | N/A | Trees | Low | Prunning | None | Monthly (3x) | JAA 02 | South Service Road | Available | N/A | N/A
195 | Landscape & Afforestation | Outdoor Plants | N/A | Trees | Low | Prunning | None | Monthly (3x) | AAA 00 | Control Tower | Available | N/A | N/A
196 | Landscape & Afforestation | Outdoor Plants | N/A | Trees | Low | Prunning | None | Monthly (3x) | DAE 03 | GVIP OUTSIDE | Available | N/A | N/A
197 | Landscape & Afforestation | Outdoor Plants | N/A | Trees | Low | Prunning | None | Monthly (3x) | DAD 00 | Employees Parking Area | Available | N/A | N/A
198 | Landscape & Afforestation | Outdoor Plants | N/A | Trees | Low | Prunning | None | Monthly (3x) | JAK 02 | North Taxiway Bridge | Available | N/A | N/A
199 | Landscape & Afforestation | Outdoor Plants | N/A | Trees | Low | Prunning | None | Monthly (3x) | JAL 06 | South GSE Bridge | Available | N/A | N/A
200 | Landscape & Afforestation | Outdoor Plants | N/A | Trees | Low | Prunning | None | Monthly (3x) | HDC 01 | Royal Terminal Entrance | Available | N/A | N/A
201 | Landscape & Afforestation | Outdoor Plants | N/A | Trees | Low | Prunning | None | Monthly (3x) | JAA 02 | South Service Road | Available | N/A | N/A
202 | Landscape & Afforestation | Outdoor Plants | N/A | Trees | Low | Prunning | None | Monthly (3x) | AAA 00 | Control Tower | Available | N/A | N/A
203 | Landscape & Afforestation | Outdoor Plants | N/A | Trees | Low | Prunning | None | Monthly (3x) | DAE 03 | GVIP OUTSIDE | Available | N/A | N/A
204 | Landscape & Afforestation | Outdoor Plants | N/A | Trees | Low | Prunning | None | Monthly (3x) | DAD 00 | Employees Parking Area | Available | N/A | N/A
205 | Landscape & Afforestation | Outdoor Plants | N/A | Trees | Low | Prunning | None | Monthly (3x) | JAK 02 | North Taxiway Bridge | Available | N/A | N/A
206 | Landscape & Afforestation | Outdoor Plants | N/A | Trees | Low | Prunning | None | Monthly (3x) | JAL 06 | South GSE Bridge | Available | N/A | N/A
207 | Landscape & Afforestation | Outdoor Plants | N/A | Trees | Low | Prunning | None | Monthly (3x) | HDC 01 | Royal Terminal Entrance | Available | N/A | N/A
208 | Landscape & Afforestation | Outdoor Plants | N/A | Trees | Low | Prunning | None | Monthly (3x) | JAA 02 | South Service Road | Available | N/A | N/A
209 | Landscape & Afforestation | Outdoor Plants | N/A | Rotational Plants | Low | Weeding | None | Weekly (4x) | AAA 00 | Control Tower | Available | N/A | N/A
210 | Landscape & Afforestation | Outdoor Plants | N/A | Rotational Plants | Low | Weeding | None | Weekly (4x) | DAE 03 | GVIP OUTSIDE | Available | N/A | N/A
211 | Landscape & Afforestation | Outdoor Plants | N/A | Rotational Plants | Low | Weeding | None | Weekly (4x) | DAD 00 | Employees Parking Area | Available | N/A | N/A
212 | Landscape & Afforestation | Outdoor Plants | N/A | Rotational Plants | Low | Weeding | None | Weekly (4x) | JAK 02 | North Taxiway Bridge | Available | N/A | N/A
213 | Landscape & Afforestation | Outdoor Plants | N/A | Rotational Plants | Low | Weeding | None | Weekly (4x) | JAL 06 | South GSE Bridge | Available | N/A | N/A
214 | Landscape & Afforestation | Outdoor Plants | N/A | Rotational Plants | Low | Weeding | None | Weekly (4x) | HDC 01 | Royal Terminal Entrance | Available | N/A | N/A
215 | Landscape & Afforestation | Outdoor Plants | N/A | Rotational Plants | Low | Weeding | None | Weekly (4x) | JAA 02 | South Service Road | Available | N/A | N/A
216 | Landscape & Afforestation | Outdoor Plants | N/A | Rotational Plants | Low | Weeding | None | Weekly (4x) | AAA 00 | Control Tower | Available | N/A | N/A
217 | Landscape & Afforestation | Outdoor Plants | N/A | Rotational Plants | Low | Weeding | None | Weekly (4x) | DAE 03 | GVIP OUTSIDE | Available | N/A | N/A
218 | Landscape & Afforestation | Outdoor Plants | N/A | Rotational Plants | Low | Weeding | None | Weekly (4x) | JAK 02 | North Taxiway Bridge | Available | N/A | N/A
219 | Landscape & Afforestation | Outdoor Plants | N/A | Rotational Plants | Low | Weeding | None | Weekly (4x) | JAL 06 | South GSE Bridge | Available | N/A | N/A
220 | Landscape & Afforestation | Outdoor Plants | N/A | Rotational Plants | Low | Weeding | None | Weekly (4x) | HDC 01 | Royal Terminal Entrance | Available | N/A | N/A
221 | Landscape & Afforestation | Outdoor Plants | N/A | Rotational Plants | Low | Weeding | None | Weekly (4x) | JAA 02 | South Service Road | Available | N/A | N/A
222 | Landscape & Afforestation | Outdoor Plants | N/A | Rotational Plants | Low | Weeding | None | Weekly (4x) | AAA 00 | Control Tower | Available | N/A | N/A
223 | Landscape & Afforestation | Outdoor Plants | N/A | Rotational Plants | Low | Weeding | None | Weekly (4x) | DAE 03 | GVIP OUTSIDE | Available | N/A | N/A
224 | Landscape & Afforestation | Outdoor Plants | N/A | Rotational Plants | Low | Weeding | None | Weekly (4x) | DAD 00 | Employees Parking Area | Available | N/A | N/A
225 | Landscape & Afforestation | Outdoor Plants | N/A | Rotational Plants | Low | Trimming | None | Weekly (3x) | JAK 02 | North Taxiway Bridge | Available | N/A | N/A
226 | Landscape & Afforestation | Outdoor Plants | N/A | Rotational Plants | Low | Trimming | None | Weekly (3x) | JAL 06 | South GSE Bridge | Available | N/A | N/A
227 | Landscape & Afforestation | Outdoor Plants | N/A | Rotational Plants | Low | Trimming | None | Weekly (3x) | HDC 01 | Royal Terminal Entrance | Available | N/A | N/A
228 | Landscape & Afforestation | Outdoor Plants | N/A | Rotational Plants | Low | Trimming | None | Weekly (3x) | JAA 02 | South Service Road | Available | N/A | N/A
229 | Landscape & Afforestation | Outdoor Plants | N/A | Rotational Plants | Low | Trimming | None | Weekly (3x) | AAA 00 | Control Tower | Available | N/A | N/A
230 | Landscape & Afforestation | Outdoor Plants | N/A | Rotational Plants | Low | Trimming | None | Weekly (3x) | DAE 03 | GVIP OUTSIDE | Available | N/A | N/A
231 | Landscape & Afforestation | Outdoor Plants | N/A | Rotational Plants | Low | Trimming | None | Weekly (3x) | HDC 01 | Royal Terminal Entrance | Available | N/A | N/A
232 | Landscape & Afforestation | Outdoor Plants | N/A | Rotational Plants | Low | Trimming | None | Weekly (3x) | JAK 02 | North Taxiway Bridge | Available | N/A | N/A
233 | Landscape & Afforestation | Outdoor Plants | N/A | Rotational Plants | Low | Trimming | None | Weekly (3x) | JAL 06 | South GSE Bridge | Available | N/A | N/A

## PM FLEET MANAGEMENT
NABATAT Monthly Preventive Maintenance Plan
PREVENTIVE MAINTENANCE (PM) FOR MONTH OF ( OCTOBER 2024 ) | [14 empty] | PLAN PREPARED DATE: | [5 empty] | Service Provider Signature: | [6 empty] | DACO Director Signature:
O&M CONTRACTOR SECTION | [27 empty] | DACO INSPECTOR SECTION
S.NO | System | Sub-System | Equipment Tag Number | Equipment Description | Criticality (High, Medium, Low) | PM Description | Reference check list number | PM Frequency | Work Location |  |  |  |  | Planned Details | [5 empty] | Status | Actual Details | [5 empty] | Remarks | APPROVE | REJECT | REMARKS | INSPECTOR NAME | INSPECTOR SIGNATURE
[9 empty] | FACILITY CODE | FACILITY NAME | LEVEL | ROOM # | ROOM NAME | Planned Manhours (MHrs) | Planned date | No. of Person(s) | Spare Parts required | NOTAM Required | Outage Required |  | Log Number # | Actual Manhours (MHrs) | Actual date | Actual Time | No. of Person(s) | Spare Parts Used
1 | FLEET MANAGEMENT | RSAF VEHICLE | PLATE NO: 4914 GJB | GMC SAVANA VAN | LOW | checked up and washed. | N/A | WEEKLY | IGC 00 | VEHICLE MAINTENANCE BLDG. | AVAILABLE | N/A | WORKSHOP | 8 | 2024-10-01 | 4 | N/A | N/A | N/A | OPEN
2 | FLEET MANAGEMENT | RSAF VEHICLE | PLATE NO. 4920 GJB | GMC SAVANA VAN | LOW | checked up and washed. | N/A | WEEKLY | IGC 00 | VEHICLE MAINTENANCE BLDG. | AVAILABLE | N/A | WORKSHOP | 15 | 2024-10-01 | 5 | N/A | N/A | N/A | OPEN
3 | FLEET MANAGEMENT | RSAF VEHICLE | PLATE NO: 6852 DKD | CHEVROLET IMPALA | Medium | checked up and washed. | N/A |  | IGC 00 | VEHICLE MAINTENANCE BLDG. | AVAILABLE | N/A | WORKSHOP | 12 | 2024-10-01 | 4 | N/A | N/A | N/A | OPEN
4 | FLEET MANAGEMENT | RSAF VEHICLE | PLATE NO: 6872 DKD | CHEVROLET IMPALA | Low | checked up and washed. | N/A | WEEKLY | IGC 00 | VEHICLE MAINTENANCE BLDG. | AVAILABLE | N/A | WORKSHOP | 15 | 2024-10-01 | 5 | N/A | N/A | N/A | OPEN
5 | FLEET MANAGEMENT | RSAF VEHICLE | PLATE NO. 9676 EED | NISSAN ALTIMA | Low | checked up and washed. | N/A | WEEKLY | IGC 00 | VEHICLE MAINTENANCE BLDG. | AVAILABLE | N/A | WORKSHOP | 12 | 2024-10-01 | 4 | none | N/A | N/A | OPEN
6 | FLEET MANAGEMENT | RSAF VEHICLE | PLATE NO. 9679 EED | NISSAN ALTIMA | Medium | checked up and washed. | N/A |  | IGC 00 | VEHICLE MAINTENANCE BLDG. | AVAILABLE | N/A | WORKSHOP | 9 | 2024-10-01 | 3 | none | N/A | N/A | OPEN
7 | FLEET MANAGEMENT | RSAF VEHICLE | PLATE NO. 9964 EED | NISSAN ALTIMA | Low | checked up and washed. | N/A | WEEKLY | IGC 00 | VEHICLE MAINTENANCE BLDG. | AVAILABLE | N/A | WORKSHOP | 10 | 2024-10-01 | 5 | none | N/A | N/A | OPEN
8 | FLEET MANAGEMENT | RSAF VEHICLE | PLATE NO. 9965 EED | NISSAN ALTIMA | Low | checked up and washed. | N/A | WEEKLY | IGC 00 | VEHICLE MAINTENANCE BLDG. | AVAILABLE | N/A | WORKSHOP | 15 | 2024-10-01 | 5 | none | N/A | N/A | OPEN
9 | FLEET MANAGEMENT | RSAF VEHICLE | PLATE NO: 1681 HRB | TOYOTA COASTER BUS | Low | checked up and washed. | N/A | WEEKLY | IGC 00 | VEHICLE MAINTENANCE BLDG. | AVAILABLE | N/A | WORKSHOP | 8 | 2024-10-01 | 4 | none | N/A | N/A | OPEN
10 | FLEET MANAGEMENT | RSAF VEHICLE | PLATE NO: 1401 SKD | TOYOTA FORTUNER | Low | checked up and washed. | N/A | WEEKLY | IGC 00 | VEHICLE MAINTENANCE BLDG. | AVAILABLE | N/A | WORKSHOP | 15 | 2024-10-01 | 5 | none | N/A | N/A | OPEN
11 | FLEET MANAGEMENT | RSAF VEHICLE | PLATE NO: 2287 TKD | TOYOTA FORTUNER | Low | checked up and washed. | N/A | WEEKLY | IGC 00 | VEHICLE MAINTENANCE BLDG. | AVAILABLE | N/A | WORKSHOP | 8 | 2024-10-01 | 4 | none | N/A | N/A | OPEN
12 | FLEET MANAGEMENT | RSAF VEHICLE | PLATE NO: 2291 TKD | TOYOTA FORTUNER | Low | checked up and washed. | N/A | WEEKLY | IGC 00 | VEHICLE MAINTENANCE BLDG. | AVAILABLE | N/A | WORKSHOP | 15 | 2024-10-01 | 5 | none | N/A | N/A | OPEN
13 | FLEET MANAGEMENT | RSAF VEHICLE | PLATE NO: 2296 TKD | TOYOTA FORTUNER | Medium | checked up and washed. | N/A |  | IGC 00 | VEHICLE MAINTENANCE BLDG. | AVAILABLE | N/A | WORKSHOP | 15 | 2024-10-01 | 5 | none | N/A | N/A | OPEN
14 | FLEET MANAGEMENT | RSAF VEHICLE | PLATE NO: 2297 TKD | TOYOTA FORTUNER | Low | checked up and washed. | N/A | WEEKLY | IGC 00 | VEHICLE MAINTENANCE BLDG. | AVAILABLE | N/A | WORKSHOP | 10 | 2024-10-01 | 5 | none | N/A | N/A | OPEN
15 | FLEET MANAGEMENT | RSAF VEHICLE | PLATE NO: 8016 RRD | TOYOTA FORTUNER | Low | checked up and washed. | N/A | WEEKLY | IGC 00 | VEHICLE MAINTENANCE BLDG. | AVAILABLE | N/A | WORKSHOP | 12 | 2024-10-01 | 4 | none | N/A | N/A | OPEN
16 | FLEET MANAGEMENT | RSAF VEHICLE | PLATE NO: 8057 RKD | TOYOTA FORTUNER | Low | checked up and washed. | N/A | WEEKLY | IGC 00 | VEHICLE MAINTENANCE BLDG. | AVAILABLE | N/A | WORKSHOP | 15 | 2024-10-01 | 5 | none | N/A | N/A | OPEN
17 | FLEET MANAGEMENT | RSAF VEHICLE | PLATE NO: 8061 RKD | TOYOTA FORTUNER | LOW | checked up and washed. | N/A | WEEKLY | IGC 00 | VEHICLE MAINTENANCE BLDG. | AVAILABLE | N/A | WORKSHOP | 8 | 2024-10-01 | 4 | N/A | N/A | N/A | OPEN
18 | FLEET MANAGEMENT | RSAF VEHICLE | PLATE NO: 8072 RKD | TOYOTA FORTUNER | LOW | checked up and washed. | N/A | WEEKLY | IGC 00 | VEHICLE MAINTENANCE BLDG. | AVAILABLE | N/A | WORKSHOP | 15 | 2024-10-01 | 5 | N/A | N/A | N/A | OPEN
19 | FLEET MANAGEMENT | RSAF VEHICLE | PLATE NO: 8534 RKD | TOYOTA FORTUNER | LOW | checked up and washed. | N/A | WEEKLY | IGC 00 | VEHICLE MAINTENANCE BLDG. | AVAILABLE | N/A | WORKSHOP | 12 | 2024-10-01 | 4 | N/A | N/A | N/A | OPEN
20 | FLEET MANAGEMENT | RSAF VEHICLE | PLATE NO. 6561 TRB | TOYOTA HI ACE VAN | LOW | checked up and washed. | N/A | WEEKLY | IGC 00 | VEHICLE MAINTENANCE BLDG. | AVAILABLE | N/A | WORKSHOP | 15 | 2024-10-01 | 5 | N/A | N/A | N/A | OPEN
21 | FLEET MANAGEMENT | RSAF VEHICLE | PLATE NO. 6584 TRB | TOYOTA HI ACE VAN | Low | checked up and washed. | N/A | WEEKLY | IGC 00 | VEHICLE MAINTENANCE BLDG. | AVAILABLE | N/A | WORKSHOP | 12 | 2024-10-01 | 4 | none | N/A | N/A | OPEN
22 | FLEET MANAGEMENT | RSAF VEHICLE | PLATE NO. 7251 TRB | TOYOTA HI ACE VAN | Low | checked up and washed. | N/A | WEEKLY | IGC 00 | VEHICLE MAINTENANCE BLDG. | AVAILABLE | N/A | WORKSHOP | 9 | 2024-10-01 | 3 | none | N/A | N/A | OPEN
23 | FLEET MANAGEMENT | RSAF VEHICLE | PLATE NO. 7252 TRB | TOYOTA HI ACE VAN | Low | checked up and washed. | N/A | WEEKLY | IGC 00 | VEHICLE MAINTENANCE BLDG. | AVAILABLE | N/A | WORKSHOP | 10 | 2024-10-01 | 5 | none | N/A | N/A | OPEN
24 | FLEET MANAGEMENT | RSAF VEHICLE | PLATE NO. 7257 TRB | TOYOTA HI ACE VAN | Low | checked up and washed. | N/A | WEEKLY | IGC 00 | VEHICLE MAINTENANCE BLDG. | AVAILABLE | N/A | WORKSHOP | 15 | 2024-10-01 | 5 | none | N/A | N/A | OPEN
25 | FLEET MANAGEMENT | RSAF VEHICLE | PLATE NO. 1547 SRB | TOYOTA LAND CRUISER | Low | checked up and washed. | N/A | WEEKLY | IGC 00 | VEHICLE MAINTENANCE BLDG. | AVAILABLE | N/A | WORKSHOP | 8 | 2024-10-01 | 4 | none | N/A | N/A | OPEN
26 | FLEET MANAGEMENT | RSAF VEHICLE | PLATE NO: 1909 SRB | TOYOTA LAND CRUISER | Low | checked up and washed. | N/A | WEEKLY | IGC 00 | VEHICLE MAINTENANCE BLDG. | AVAILABLE | N/A | WORKSHOP | 15 | 2024-10-01 | 5 | none | N/A | N/A | OPEN
27 | FLEET MANAGEMENT | RSAF VEHICLE | PLATE NO: 1913 SRB | TOYOTA LAND CRUISER | Low | checked up and washed. | N/A | WEEKLY | IGC 00 | VEHICLE MAINTENANCE BLDG. | AVAILABLE | N/A | WORKSHOP | 8 | 2024-10-01 | 4 | none | N/A | N/A | OPEN
28 | FLEET MANAGEMENT | RSAF VEHICLE | PLATE NO: 1922 SRB | TOYOTA LAND CRUISER | Low | checked up and washed. | N/A | WEEKLY | IGC 00 | VEHICLE MAINTENANCE BLDG. | AVAILABLE | N/A | WORKSHOP | 15 | 2024-10-01 | 5 | none | N/A | N/A | OPEN
29 | FLEET MANAGEMENT | RSAF VEHICLE | PLATE NO. 1934 SRB | TOYOTA LAND CRUISER | Low | checked up and washed. | N/A | WEEKLY | IGC 00 | VEHICLE MAINTENANCE BLDG. | AVAILABLE | N/A | WORKSHOP | 15 | 2024-10-01 | 5 | none | N/A | N/A | OPEN
30 | FLEET MANAGEMENT | RSAF VEHICLE | PLATE NO: 1938 SRB | TOYOTA LAND CRUISER | Low | checked up and washed. | N/A | WEEKLY | IGC 00 | VEHICLE MAINTENANCE BLDG. | AVAILABLE | N/A | WORKSHOP | 10 | 2024-10-01 | 5 | none | N/A | N/A | OPEN
31 | FLEET MANAGEMENT | RSAF VEHICLE | PLATE NO. 1950 SRB | TOYOTA LAND CRUISER | Low | checked up and washed. | N/A | Monthly | IGC 00 | VEHICLE MAINTENANCE BLDG. | AVAILABLE | N/A | N/A | 8 | 2024-10-01 | 4 | none | N/A | N/A | Complete
32 | FLEET MANAGEMENT | RSAF VEHICLE | PLATE NO: 3757 RRB | TOYOTA LAND CRUISER | Low | checked up and washed. | N/A | Monthly | IGC 00 | VEHICLE MAINTENANCE BLDG. | AVAILABLE | N/A | N/A | 8 | 2024-10-01 | 4 | none | N/A | N/A | Complete

## PM WORKSHOPS
NABATAT Monthly Preventive Maintenance Plan
PREVENTIVE MAINTENANCE (PM) FOR MONTH OF ( OCTOBER 2024 ) | [14 empty] | PLAN PREPARED DATE: | [5 empty] | Service Provider Signature: | [6 empty] | DACO Director Signature:
O&M CONTRACTOR SECTION | [27 empty] | DACO INSPECTOR SECTION
S.NO | System | Sub-System | Equipment Tag Number | Equipment Description | Criticality (High, Medium, Low) | PM Description | Reference check list number | PM Frequency | Work Location |  |  |  |  | Planned Details | [5 empty] | Status | Actual Details | [5 empty] | Remarks | APPROVE | REJECT | REMARKS | INSPECTOR NAME | INSPECTOR SIGNATURE
[9 empty] | FACILITY CODE | FACILITY NAME | LEVEL | ROOM # | ROOM NAME | Planned Manhours (MHrs) | Planned date | No. of Person(s) | Spare Parts required | NOTAM Required | Outage Required |  | Log Number # | Actual Manhours (MHrs) | Actual date | Actual Time | No. of Person(s) | Spare Parts Used
1 | WORKSHOPS | Equipment & Machineries | 10261 | Fan Counter Type | Low | Checking and Cleaning | N/A | WEEKLY | IGC 00 | VEHICLE MAINTENANCE BLDG. | AVAILABLE | N/A | WORKSHOP | 9 | 2024-10-01 | 3 | none | N/A | N/A | OPEN
2 | WORKSHOPS | Equipment & Machineries | 10254 | Fan Counter Type | Low | Checking and Cleaning | N/A | WEEKLY | IGC 00 | VEHICLE MAINTENANCE BLDG. | AVAILABLE | N/A | WORKSHOP | 9 | 2024-10-01 | 3 | none | N/A | N/A | OPEN
3 | WORKSHOPS | Equipment & Machineries | 10943 | Black Hoist | Low | Checking and Cleaning | N/A |  | IGC 00 | VEHICLE MAINTENANCE BLDG. | AVAILABLE | N/A | WORKSHOP | 9 | 2024-10-01 | 3 | none | N/A | N/A | OPEN
4 | WORKSHOPS | Equipment & Machineries | 10944 | Black Hoist | Low | Checking and Cleaning | N/A | WEEKLY | IGC 00 | VEHICLE MAINTENANCE BLDG. | AVAILABLE | N/A | WORKSHOP | 9 | 2024-10-01 | 3 | none | N/A | N/A | OPEN
5 | WORKSHOPS | Equipment & Machineries | 21003 | Tire Machine Truck | Low | Checking and Cleaning | N/A | WEEKLY | IGC 00 | VEHICLE MAINTENANCE BLDG. | AVAILABLE | N/A | WORKSHOP | 9 | 2024-10-01 | 3 | none | N/A | N/A | OPEN
6 | WORKSHOPS | Equipment & Machineries | 0 3192 | Drill Redial Press Drill | Low | Checking and Cleaning | N/A |  | IGC 00 | VEHICLE MAINTENANCE BLDG. | AVAILABLE | N/A | WORKSHOP | 9 | 2024-10-01 | 3 | none | N/A | N/A | OPEN
7 | WORKSHOPS | Equipment & Machineries | 58693 | Black Hoist | Low | Checking and Cleaning | N/A | WEEKLY | IGC 00 | VEHICLE MAINTENANCE BLDG. | AVAILABLE | N/A | WORKSHOP | 9 | 2024-10-01 | 3 | none | N/A | N/A | OPEN
8 | WORKSHOPS | Equipment & Machineries | 0 3526 | Vise Swivel Base 4 1/2 Jaw | Low | Checking and Cleaning | N/A | WEEKLY | IGC 00 | VEHICLE MAINTENANCE BLDG. | AVAILABLE | N/A | WORKSHOP | 9 | 2024-10-01 | 3 | none | N/A | N/A | OPEN
9 | WORKSHOPS | Equipment & Machineries | 0 3529 | Tire Machine Spreader | Low | Checking and Cleaning | N/A | WEEKLY | IGC 00 | VEHICLE MAINTENANCE BLDG. | AVAILABLE | N/A | WORKSHOP | 9 | 2024-10-01 | 3 | none | N/A | N/A | OPEN
10 | WORKSHOPS | Equipment & Machineries | 0 3383 | Rotary Lift Jack | Low | Checking and Cleaning | N/A | WEEKLY | IGC 00 | VEHICLE MAINTENANCE BLDG. | AVAILABLE | N/A | WORKSHOP | 9 | 2024-10-01 | 3 | none | N/A | N/A | OPEN
11 | WORKSHOPS | Equipment & Machineries | 11185 | Truck Double Cylinder | Low | Checking and Cleaning | N/A | WEEKLY | IGC 00 | VEHICLE MAINTENANCE BLDG. | AVAILABLE | N/A | WORKSHOP | 9 | 2024-10-01 | 3 | none | N/A | N/A | OPEN
12 | WORKSHOPS | Equipment & Machineries | 58750 | Grinder Dual12" CTR Cum Pedstal | Low | Checking and Cleaning | N/A | WEEKLY | IGC 00 | VEHICLE MAINTENANCE BLDG. | AVAILABLE | N/A | WORKSHOP | 9 | 2024-10-01 | 3 | none | N/A | N/A | OPEN
13 | WORKSHOPS | Equipment & Machineries | 58695 | Alignment Unit 500 tons | Low | Checking and Cleaning | N/A |  | IGC 00 | VEHICLE MAINTENANCE BLDG. | AVAILABLE | N/A | WORKSHOP | 9 | 2024-10-01 | 3 | none | N/A | N/A | OPEN
14 | WORKSHOPS | Equipment & Machineries | 0 7186 | Washer Parts | Low | Checking and Cleaning | N/A | WEEKLY | IGC 00 | VEHICLE MAINTENANCE BLDG. | AVAILABLE | N/A | WORKSHOP | 9 | 2024-10-01 | 3 | none | N/A | N/A | OPEN
15 | WORKSHOPS | Equipment & Machineries | 58668 | Washer Parts | Low | Checking and Cleaning | N/A | WEEKLY | IGC 00 | VEHICLE MAINTENANCE BLDG. | AVAILABLE | N/A | WORKSHOP | 9 | 2024-10-01 | 3 | none | N/A | N/A | OPEN
16 | WORKSHOPS | Equipment & Machineries | 10406 | Grinder Pedstal Mounted | Low | Checking and Cleaning | N/A | WEEKLY | IGC 00 | VEHICLE MAINTENANCE BLDG. | AVAILABLE | N/A | WORKSHOP | 9 | 2024-10-01 | 3 | none | N/A | N/A | OPEN
17 | WORKSHOPS | Equipment & Machineries | 10409 | Grinder Pedstal Mounted | Low | Checking and Cleaning | N/A | WEEKLY | IGC 00 | VEHICLE MAINTENANCE BLDG. | AVAILABLE | N/A | WORKSHOP | 9 | 2024-10-01 | 3 | none | N/A | N/A | OPEN
18 | WORKSHOPS | Equipment & Machineries | 83197 | Vise Swivel Athol | Low | Checking and Cleaning | N/A | WEEKLY | IGC 00 | VEHICLE MAINTENANCE BLDG. | AVAILABLE | N/A | WORKSHOP | 9 | 2024-10-01 | 3 | none | N/A | N/A | OPEN
19 | WORKSHOPS | Equipment & Machineries | 0 3398 | Grinder Electric Heavy Duty | Low | Checking and Cleaning | N/A | WEEKLY | IGC 00 | VEHICLE MAINTENANCE BLDG. | AVAILABLE | N/A | WORKSHOP | 9 | 2024-10-01 | 3 | none | N/A | N/A | OPEN
20 | WORKSHOPS | Equipment & Machineries | 10708 | Black Hoist | Low | Checking and Cleaning | N/A | WEEKLY | IGC 00 | VEHICLE MAINTENANCE BLDG. | AVAILABLE | N/A | WORKSHOP | 9 | 2024-10-01 | 3 | none | N/A | N/A | OPEN
21 | WORKSHOPS | Equipment & Machineries | 10945 | Black Hoist | Low | Checking and Cleaning | N/A | WEEKLY | IGC 00 | VEHICLE MAINTENANCE BLDG. | AVAILABLE | N/A | WORKSHOP | 9 | 2024-10-01 | 3 | none | N/A | N/A | OPEN
22 | WORKSHOPS | Equipment & Machineries | No Number | Automatic hydraulic jack | Low | Checking and Cleaning | N/A | WEEKLY | IGC 00 | VEHICLE MAINTENANCE BLDG. | AVAILABLE | N/A | WORKSHOP | 9 | 2024-10-01 | 3 | none | N/A | N/A | OPEN
23 | WORKSHOPS | Equipment & Machineries | 58694 | Lift twin post truck/bus9.000 ton | Low | Checking and Cleaning | N/A | WEEKLY | IGC 00 | VEHICLE MAINTENANCE BLDG. | AVAILABLE | N/A | WORKSHOP | 9 | 2024-10-01 | 3 | none | N/A | N/A | OPEN
24 | WORKSHOPS | Equipment & Machineries | 44513 | Air compressor Ingersoll | Low | Checking and Cleaning | N/A | WEEKLY | IGC 00 | VEHICLE MAINTENANCE BLDG. | AVAILABLE | N/A | WORKSHOP | 9 | 2024-10-01 | 3 | none | N/A | N/A | OPEN
25 | WORKSHOPS | Equipment & Machineries | 46929 | Balancer wheel | Low | Checking and Cleaning | N/A | WEEKLY | IGC 00 | VEHICLE MAINTENANCE BLDG. | AVAILABLE | N/A | WORKSHOP | 9 | 2024-10-01 | 3 | none | N/A | N/A | OPEN
26 | WORKSHOPS | Equipment & Machineries | 12601 | Vise bench top 4 1/2 jaw | Low | Checking and Cleaning | N/A | WEEKLY | IGC 00 | VEHICLE MAINTENANCE BLDG. | AVAILABLE | N/A | WORKSHOP | 9 | 2024-10-01 | 3 | none | N/A | N/A | OPEN
27 | WORKSHOPS | Equipment & Machineries | 67562 | Industrial fan | Low | Checking and Cleaning | N/A | WEEKLY | IGC 00 | VEHICLE MAINTENANCE BLDG. | AVAILABLE | N/A | WORKSHOP | 9 | 2024-10-01 | 3 | none | N/A | N/A | OPEN
28 | WORKSHOPS | Equipment & Machineries | 67713 | Industrial fan | Low | Checking and Cleaning | N/A | WEEKLY | IGC 00 | VEHICLE MAINTENANCE BLDG. | AVAILABLE | N/A | WORKSHOP | 9 | 2024-10-01 | 3 | none | N/A | N/A | OPEN
29 | WORKSHOPS | Equipment & Machineries | 18808 | Electric motor | Low | Checking and Cleaning | N/A | WEEKLY | IGC 00 | VEHICLE MAINTENANCE BLDG. | AVAILABLE | N/A | WORKSHOP | 9 | 2024-10-01 | 3 | none | N/A | N/A | OPEN
30 | WORKSHOPS | Equipment & Machineries | 58707 | Charger battery | Low | Checking and Cleaning | N/A | WEEKLY | IGC 00 | VEHICLE MAINTENANCE BLDG. | AVAILABLE | N/A | WORKSHOP | 9 | 2024-10-01 | 3 | none | N/A | N/A | OPEN
31 | WORKSHOPS | Equipment & Machineries | 11350 | Air compressor | Low | Checking and Cleaning | N/A | Monthly | IGC 00 | VEHICLE MAINTENANCE BLDG. | AVAILABLE | N/A | N/A | 9 | 2024-10-01 | 3 | none | N/A | N/A | OPEN
32 | WORKSHOPS | Equipment & Machineries | 0 3200 | Press set 75 ton double acting | Low | Checking and Cleaning | N/A | Monthly | IGC 00 | VEHICLE MAINTENANCE BLDG. | AVAILABLE | N/A | N/A | 9 | 2024-10-01 | 3 | none | N/A | N/A | OPEN
33 | WORKSHOPS | Equipment & Machineries | 0 3201 | Press set 50 ton 72 high floor | Low | Checking and Cleaning | N/A | Monthly | IGC 00 | VEHICLE MAINTENANCE BLDG. | AVAILABLE | N/A | N/A | 9 | 2024-10-01 | 3 | none | N/A | N/A | OPEN
34 | WORKSHOPS | Equipment & Machineries | 0 3191 | Saw horizontal bandsaw | Low | Checking and Cleaning | N/A | Monthly | IGC 00 | VEHICLE MAINTENANCE BLDG. | AVAILABLE | N/A | N/A | 9 | 2024-10-01 | 3 | none | N/A | N/A | OPEN
35 | WORKSHOPS | Equipment & Machineries | 12116 | welding machine | Low | Checking and Cleaning | N/A | Monthly | IGC 00 | VEHICLE MAINTENANCE BLDG. | AVAILABLE | N/A | N/A | 9 | 2024-10-01 | 3 | none | N/A | N/A | OPEN
36 | WORKSHOPS | Equipment & Machineries | 0 2737 | Stand engine overhaul | Low | Checking and Cleaning | N/A | Monthly | IGC 00 | VEHICLE MAINTENANCE BLDG. | AVAILABLE | N/A | N/A | 9 | 2024-10-01 | 3 | none | N/A | N/A | OPEN
37 | WORKSHOPS | Equipment & Machineries | 0 3178 | Press leverage press | Low | Checking and Cleaning | N/A | Monthly | IGC 00 | VEHICLE MAINTENANCE BLDG. | AVAILABLE | N/A | N/A | 9 | 2024-10-01 | 3 | none | N/A | N/A | OPEN
38 | WORKSHOPS | Equipment & Machineries | 0 3183 | Lathe machine gap spidle | Low | Checking and Cleaning | N/A | Monthly | IGC 00 | VEHICLE MAINTENANCE BLDG. | AVAILABLE | N/A | N/A | 9 | 2024-10-01 | 3 | none | N/A | N/A | OPEN
39 | WORKSHOPS | Equipment & Machineries | 0 3347 | Vise bench | Low | Checking and Cleaning | N/A | Monthly | IGC 00 | VEHICLE MAINTENANCE BLDG. | AVAILABLE | N/A | N/A | 9 | 2024-10-01 | 3 | none | N/A | N/A | OPEN
40 | WORKSHOPS | Equipment & Machineries | 0 3546 | Jack air 200 PCI | Low | Checking and Cleaning | N/A | Monthly | IGC 00 | VEHICLE MAINTENANCE BLDG. | AVAILABLE | N/A | N/A | 9 | 2024-10-01 | 3 | none | N/A | N/A | OPEN
41 | WORKSHOPS | Equipment & Machineries | 58705 | Tester alternator | Low | Checking and Cleaning | N/A | Monthly | IGC 00 | VEHICLE MAINTENANCE BLDG. | AVAILABLE | N/A | N/A | 9 | 2024-10-01 | 3 | none | N/A | N/A | OPEN
42 | WORKSHOPS | Equipment & Machineries | 0 3181 | Shaper mech. Type 625 | Low | Checking and Cleaning | N/A | Monthly | IGC 00 | VEHICLE MAINTENANCE BLDG. | AVAILABLE | N/A | N/A | 9 | 2024-10-01 | 3 | none | N/A | N/A | OPEN

## PM STREETLIGHT WORKS
NABATAT Monthly Preventive Maintenance Plan
PREVENTIVE MAINTENANCE (PM) FOR MONTH OF ( JANUARY 2025 ) | [20 empty] | SERVICE PROVIDER SIGNATURE: | [6 empty] | DACO Director Signature:
O&M CONTRACTOR SECTION | [27 empty] | DACO INSPECTOR SECTION
S.NO | System | Sub-System | Equipment Tag Number | Equipment Description | Criticality (High, Medium, Low) | PM Description | Reference check list number | PM Frequency | Work Location |  |  |  |  | Planned Details | [5 empty] | Status | Actual Details | [5 empty] | Remarks | APPROVE | REJECT | REMARKS | INSPECTOR NAME | INSPECTOR SIGNATURE
[9 empty] | FACILITY CODE | FACILITY NAME | LEVEL | ROOM # | ROOM NAME | Planned Manhours (MHrs) | Planned date | No. of Person(s) | Spare Parts required | NOTAM Required | Outage Required |  | Log Number # | Actual Manhours (MHrs) | Actual date | Actual Time | No. of Person(s) | Spare Parts Used
1 | STREETLIGHT | ENCLOSURE PROTECTIVE | 008922 | JAG00-EEC-043 | LOW | CHECKING & CLEANING | N/A | Monthly (2x) |  |  | AVAILABLE | N/A | N/A | 8 | 01-Jan-2025 | 2 | none | N/A | N/A | Open
2 | STREETLIGHT | PANEL CONTACTOR | 037829 | JAG00-ECP-043 | LOW | CHECKING & CLEANING | N/A | Monthly (2x) |  |  | AVAILABLE | N/A | N/A | 8 | 2025-01-02 | 2 | none | N/A | N/A | Open
3 | STREETLIGHT | PANELBOARD 220/380V | 037828 | JAG00-EPL-043 | LOW | CHECKING & CLEANING | N/A | Monthly (2x) |  |  | AVAILABLE | N/A | N/A | 8 | 2025-01-03 | 2 | none | N/A | N/A | Open
4 | STREETLIGHT | ENCLOSURE PROTECTIVE | 008928 | JAG00-EEC-044 | LOW | CHECKING & CLEANING | N/A | Monthly (2x) |  |  | AVAILABLE | N/A | N/A | 8 | 2025-01-04 | 2 | none | N/A | N/A | Open
5 | STREETLIGHT | PANEL CONTACTOR | 037831 | JAG00-ECP-044 | LOW | CHECKING & CLEANING | N/A | Monthly (2x) |  |  | AVAILABLE | N/A | N/A | 8 | 2025-01-05 | 2 | none | N/A | N/A | Open
6 | STREETLIGHT | PANELBOARD 220/380V | 037830 | JAG-EPL-044 | LOW | CHECKING & CLEANING | N/A | Monthly (2x) |  |  | AVAILABLE | N/A | N/A | 8 | 2025-01-06 | 2 | none | N/A | N/A | Open
7 | STREETLIGHT | ENCLOSURE PROTECTIVE | 008924 | JAG00-EEC-045 | LOW | CHECKING & CLEANING | N/A | Monthly (2x) |  |  | AVAILABLE | N/A | N/A | 8 | 2025-01-07 | 2 | none | N/A | N/A | Open
8 | STREETLIGHT | PANEL CONTACTOR | 037833 | JAG00-ECP-045 | LOW | CHECKING & CLEANING | N/A | Monthly (2x) |  |  | AVAILABLE | N/A | N/A | 8 | 2025-01-08 | 2 | none | N/A | N/A | Open
9 | STREETLIGHT | PANELBOARD 220/380V | 037832 | JAG00-EPL-045 | LOW | CHECKING & CLEANING | N/A | Monthly (2x) |  |  | AVAILABLE | N/A | N/A | 8 | 2025-01-09 | 2 | none | N/A | N/A | Open
10 | STREETLIGHT | ENCLOSURE PROTECTIVE | 008519 | JAG00-EEC-032 | LOW | CHECKING & CLEANING | N/A | Monthly (2x) |  |  | AVAILABLE | N/A | N/A | 8 | 2025-01-10 | 2 | none | N/A | N/A | Open
11 | STREETLIGHT | PANEL CONTACTOR | 037821 | JAG00-ECP-032 | LOW | CHECKING & CLEANING | N/A | Monthly (2x) |  |  | AVAILABLE | N/A | N/A | 8 | 2025-01-11 | 2 | none | N/A | N/A | Open
12 | STREETLIGHT | PANELBOARD 220/380V | 037820 | JAG00-EPL-032 | LOW | CHECKING & CLEANING | N/A | Monthly (2x) |  |  | AVAILABLE | N/A | N/A | 8 | 2025-01-12 | 2 | none | N/A | N/A | Open
13 | STREETLIGHT | ENCLOSURE PROTECTIVE | 008520 | JAG00-EEC-030 | LOW | CHECKING & CLEANING | N/A | Monthly (2x) |  |  | AVAILABLE | N/A | N/A | 8 | 2025-01-13 | 2 | none | N/A | N/A | Open
14 | STREETLIGHT | PANEL CONTACTOR | 037819 | JAG00-ECP-030 | LOW | CHECKING & CLEANING | N/A | Monthly (2x) |  |  | AVAILABLE | N/A | N/A | 8 | 2025-01-14 | 2 | none | N/A | N/A | Open
15 | STREETLIGHT | PANELBOARD 220/380V | 037818 | JAG00-EPL-030 | LOW | CHECKING & CLEANING | N/A | Monthly (2x) |  |  | AVAILABLE | N/A | N/A | 8 | 2025-01-15 | 2 | none | N/A | N/A | Open
16 | STREETLIGHT | ENCLOSURE PROTECTIVE | 008547 | JAG00-EEC-028 | LOW | CHECKING & CLEANING | N/A | Monthly (2x) |  |  | AVAILABLE | N/A | N/A | 8 | 2025-01-16 | 2 | none | N/A | N/A | Open
17 | STREETLIGHT | PANEL CONTACTOR | 037817 | JAG00-ECP-028 | LOW | CHECKING & CLEANING | N/A | Monthly (2x) |  |  | AVAILABLE | N/A | N/A | 8 | 2025-01-17 | 2 | none | N/A | N/A | Open
18 | STREETLIGHT | PANELBOARD 220/380V | 037816 | JAG00-EPL-028 | LOW | CHECKING & CLEANING | N/A | Monthly (2x) |  |  | AVAILABLE | N/A | N/A | 8 | 2025-01-18 | 2 | none | N/A | N/A | Open
19 | STREETLIGHT | ENCLOSURE PROTECTIVE | 008546 | JAG00-EEC-027 | LOW | CHECKING & CLEANING | N/A | Monthly (2x) |  |  | AVAILABLE | N/A | N/A | 8 | 2025-01-19 | 2 | none | N/A | N/A | Open
20 | STREETLIGHT | PANEL CONTACTOR | 037815 | JAG00-ECP-027 | LOW | CHECKING & CLEANING | N/A | Monthly (2x) |  |  | AVAILABLE | N/A | N/A | 8 | 2025-01-20 | 2 | none | N/A | N/A | Open
21 | STREETLIGHT | PANELBOARD 220/380V | 037814 | JAG00-EPL-027 | LOW | CHECKING & CLEANING | N/A | Monthly (2x) |  |  | AVAILABLE | N/A | N/A | 8 | 2025-01-21 | 2 | none | N/A | N/A | Open
22 | STREETLIGHT | ENCLOSURE PROTECTIVE | 037574 | JAG00-EEC-025A | LOW | CHECKING & CLEANING | N/A | Monthly (2x) |  |  | AVAILABLE | N/A | N/A | 8 | 2025-01-22 | 2 | none | N/A | N/A | Open
23 | STREETLIGHT | PANEL CONTACTOR | 037804 | JAG00-ECP-025A | LOW | CHECKING & CLEANING | N/A | Monthly (2x) |  |  | AVAILABLE | N/A | N/A | 8 | 2025-01-23 | 2 | none | N/A | N/A | Open
24 | STREETLIGHT | PANELBOARD 220/380V | 037803 | JAG00-EPL-025A | LOW | CHECKING & CLEANING | N/A | Monthly (2x) |  |  | AVAILABLE | N/A | N/A | 8 | 2025-01-24 | 2 | none | N/A | N/A | Open
25 | STREETLIGHT | PANEL CONTACTOR | 037806 | JAG00-ECP-025 | LOW | CHECKING & CLEANING | N/A | Monthly (2x) |  |  | AVAILABLE | N/A | N/A | 8 | 2025-01-25 | 2 | none | N/A | N/A | Open
26 | STREETLIGHT | PANEL CONTACTOR | 037807 | JAG00-ECP-025C | LOW | CHECKING & CLEANING | N/A | Monthly (2x) |  |  | AVAILABLE | N/A | N/A | 8 | 2025-01-26 | 2 | none | N/A | N/A | Open
27 | STREETLIGHT | PANELBOARD 220/380V | 037805 | JAG00-EPL-025 | LOW | CHECKING & CLEANING | N/A | Monthly (2x) |  |  | AVAILABLE | N/A | N/A | 8 | 2025-01-27 | 2 | none | N/A | N/A | Open
28 | STREETLIGHT | ENCLOSURE PROTECTIVE | 008544 | JAG00-EEC-024 | LOW | CHECKING & CLEANING | N/A | Monthly (2x) |  |  | AVAILABLE | N/A | N/A | 8 | 2025-01-28 | 2 | none | N/A | N/A | Open
29 | STREETLIGHT | PANEL CONTACTOR | 037770 | JAG00-ECP-024 | LOW | CHECKING & CLEANING | N/A | Monthly (2x) |  |  | AVAILABLE | N/A | N/A | 8 | 2025-01-29 | 2 | none | N/A | N/A | Open
30 | STREETLIGHT | PANELBOARD 220/380V | 037769 | JAG-EPL-024 | LOW | CHECKING & CLEANING | N/A | Monthly (2x) |  |  | AVAILABLE | N/A | N/A | 8 | 2025-01-30 | 2 | none | N/A | N/A | Open
31 | STREETLIGHT | ENCLOSURE PROTECTIVE | 008513 | JAG00-EEC-022 | LOW | CHECKING & CLEANING | N/A | Monthly (2x) |  |  | AVAILABLE | N/A | N/A | 8 | 2025-01-31 | 2 | none | N/A | N/A | Open
32 | STREETLIGHT | PANEL CONTACTOR | 037793 | JAG00-ECP-022 | LOW | CHECKING & CLEANING | N/A | Monthly (2x) |  |  | AVAILABLE | N/A | N/A | 8 | 01-Jan-2025 | 2 | none | N/A | N/A | Open
33 | STREETLIGHT | PANELBOARD 220/380V | 037792 | JAG00-EPL-022 | LOW | CHECKING & CLEANING | N/A | Monthly (2x) |  |  | AVAILABLE | N/A | N/A | 8 | 02-Jan-2056 | 2 | none | N/A | N/A | Open
34 | STREETLIGHT | ENCLOSURE PROTECTIVE | 008540 | JAG00-EEC-014 | LOW | CHECKING & CLEANING | N/A | Monthly (2x) |  |  | AVAILABLE | N/A | N/A | 8 | 03-Jan-2057 | 2 | none | N/A | N/A | Open
35 | STREETLIGHT | PANEL CONTACTOR | 037775 | JAG00-ECP-014 | LOW | CHECKING & CLEANING | N/A | Monthly (2x) |  |  | AVAILABLE | N/A | N/A | 8 | 04-Jan-2058 | 2 | none | N/A | N/A | Open
36 | STREETLIGHT | PANELBOARD 220/380V | 037774 | JAG00-EPL-014 | LOW | CHECKING & CLEANING | N/A | Monthly (2x) |  |  | AVAILABLE | N/A | N/A | 8 | 05-Jan-2059 | 2 | none | N/A | N/A | Open
37 | STREETLIGHT | ENCLOSURE PROTECTIVE | 008543 | JAG00-EEC-013 | LOW | CHECKING & CLEANING | N/A | Monthly (2x) |  |  | AVAILABLE | N/A | N/A | 8 | 06-Jan-2060 | 2 | none | N/A | N/A | Open
38 | STREETLIGHT | PANEL CONTACTOR | 037766 | JAG00-ECP-013 | LOW | CHECKING & CLEANING | N/A | Monthly (2x) |  |  | AVAILABLE | N/A | N/A | 8 | 07-Jan-2061 | 2 | none | N/A | N/A | Open
39 | STREETLIGHT | PANELBOARD 220/380V | 037765 | JAG-EPL-013 | LOW | CHECKING & CLEANING | N/A | Monthly (2x) |  |  | AVAILABLE | N/A | N/A | 8 | 08-Jan-2062 | 2 | none | N/A | N/A | Open
01-Jan-2063
01-Jan-2064
01-Jan-2065
01-Jan-2066
01-Jan-2067
01-Jan-2068
01-Jan-2069
01-Jan-2070
01-Jan-2071
01-Jan-2072
01-Jan-2073
01-Jan-2074
01-Jan-2075
01-Jan-2076
01-Jan-2077
01-Jan-2078
01-Jan-2079
01-Jan-2080
01-Jan-2081
01-Jan-2082
01-Jan-2083
01-Jan-2084
01-Jan-2085
01-Jan-2086
01-Jan-2087
01-Jan-2088
01-Jan-2089
01-Jan-2090
01-Jan-2091
01-Jan-2092
01-Jan-2093
01-Jan-2094
01-Jan-2095
01-Jan-2096
01-Jan-2097
01-Jan-2098
01-Jan-2099
01-Jan-2100
01-Jan-2101
01-Jan-2102
01-Jan-2103
01-Jan-2104
01-Jan-2105
01-Jan-2106
01-Jan-2107
01-Jan-2108
01-Jan-2109
01-Jan-2110
01-Jan-2111
01-Jan-2112
01-Jan-2113
01-Jan-2114
01-Jan-2115
01-Jan-2116
01-Jan-2117
01-Jan-2118
01-Jan-2119
01-Jan-2120
01-Jan-2121
01-Jan-2122
01-Jan-2123
01-Jan-2124
01-Jan-2125
01-Jan-2126
01-Jan-2127
01-Jan-2128
01-Jan-2129
01-Jan-2130
01-Jan-2131
01-Jan-2132
01-Jan-2133
01-Jan-2134
01-Jan-2135
01-Jan-2136
01-Jan-2137
01-Jan-2138
01-Jan-2139
01-Jan-2140
01-Jan-2141
01-Jan-2142
01-Jan-2143
01-Jan-2144
01-Jan-2145
01-Jan-2146
01-Jan-2147
01-Jan-2148
01-Jan-2149
01-Jan-2150
01-Jan-2151
01-Jan-2152
01-Jan-2153
01-Jan-2154
01-Jan-2155
01-Jan-2156
01-Jan-2157
01-Jan-2158
01-Jan-2159
01-Jan-2160
01-Jan-2161
01-Jan-2162
01-Jan-2163
01-Jan-2164
01-Jan-2165
01-Jan-2166
01-Jan-2167
01-Jan-2168
01-Jan-2169
01-Jan-2170
01-Jan-2171
01-Jan-2172
01-Jan-2173
01-Jan-2174
01-Jan-2175
01-Jan-2176
01-Jan-2177
01-Jan-2178
01-Jan-2179
01-Jan-2180
01-Jan-2181
01-Jan-2182
01-Jan-2183
01-Jan-2184
01-Jan-2185
01-Jan-2186
01-Jan-2187
01-Jan-2188
01-Jan-2189
01-Jan-2190
01-Jan-2191
01-Jan-2192
01-Jan-2193
01-Jan-2194
01-Jan-2195
01-Jan-2196
01-Jan-2197
01-Jan-2198
01-Jan-2199
01-Jan-2200
01-Jan-2201
01-Jan-2202
01-Jan-2203
01-Jan-2204
01-Jan-2205
01-Jan-2206
01-Jan-2207
01-Jan-2208
01-Jan-2209
01-Jan-2210
01-Jan-2211
01-Jan-2212
01-Jan-2213
01-Jan-2214
01-Jan-2215
01-Jan-2216
01-Jan-2217
01-Jan-2218
01-Jan-2219
01-Jan-2220
01-Jan-2221
01-Jan-2222
01-Jan-2223
01-Jan-2224
01-Jan-2225
01-Jan-2226
01-Jan-2227
01-Jan-2228
01-Jan-2229
01-Jan-2230
01-Jan-2231
01-Jan-2232
01-Jan-2233
01-Jan-2234
01-Jan-2235
01-Jan-2236
01-Jan-2237
01-Jan-2238
01-Jan-2239
01-Jan-2240
01-Jan-2241
01-Jan-2242
01-Jan-2243
01-Jan-2244
01-Jan-2245
01-Jan-2246
01-Jan-2247
01-Jan-2248
01-Jan-2249
01-Jan-2250
01-Jan-2251
01-Jan-2252
01-Jan-2253
01-Jan-2254
01-Jan-2255
01-Jan-2256
01-Jan-2257
01-Jan-2258
01-Jan-2259
01-Jan-2260
01-Jan-2261
01-Jan-2262
01-Jan-2263
01-Jan-2264
01-Jan-2265
01-Jan-2266
01-Jan-2267
01-Jan-2268
01-Jan-2269
01-Jan-2270
01-Jan-2271
01-Jan-2272
01-Jan-2273
01-Jan-2274
01-Jan-2275
01-Jan-2276
01-Jan-2277
01-Jan-2278
01-Jan-2279
01-Jan-2280
01-Jan-2281
01-Jan-2282
01-Jan-2283
01-Jan-2284
01-Jan-2285
01-Jan-2286
01-Jan-2287
01-Jan-2288
01-Jan-2289
01-Jan-2290
01-Jan-2291
01-Jan-2292
01-Jan-2293
01-Jan-2294
01-Jan-2295
01-Jan-2296
01-Jan-2297
01-Jan-2298
01-Jan-2299
01-Jan-2300
01-Jan-2301
01-Jan-2302
01-Jan-2303
01-Jan-2304
01-Jan-2305
01-Jan-2306
01-Jan-2307
01-Jan-2308
01-Jan-2309
01-Jan-2310
01-Jan-2311
01-Jan-2312
01-Jan-2313
01-Jan-2314
01-Jan-2315
01-Jan-2316
01-Jan-2317
01-Jan-2318
01-Jan-2319
01-Jan-2320
01-Jan-2321
01-Jan-2322
01-Jan-2323
01-Jan-2324
01-Jan-2325
01-Jan-2326
01-Jan-2327
01-Jan-2328
01-Jan-2329
01-Jan-2330
01-Jan-2331
01-Jan-2332
01-Jan-2333
01-Jan-2334
01-Jan-2335
01-Jan-2336
01-Jan-2337
01-Jan-2338
01-Jan-2339
01-Jan-2340
01-Jan-2341
01-Jan-2342
01-Jan-2343
01-Jan-2344
01-Jan-2345
01-Jan-2346
01-Jan-2347
01-Jan-2348
01-Jan-2349
01-Jan-2350
01-Jan-2351
01-Jan-2352
01-Jan-2353
01-Jan-2354
01-Jan-2355
01-Jan-2356
01-Jan-2357
01-Jan-2358
01-Jan-2359
01-Jan-2360
01-Jan-2361
01-Jan-2362
01-Jan-2363
01-Jan-2364
01-Jan-2365
01-Jan-2366
01-Jan-2367
01-Jan-2368
01-Jan-2369
01-Jan-2370
01-Jan-2371
01-Jan-2372
01-Jan-2373
01-Jan-2374
01-Jan-2375
01-Jan-2376
01-Jan-2377
01-Jan-2378
01-Jan-2379
01-Jan-2380
01-Jan-2381
01-Jan-2382
01-Jan-2383
01-Jan-2384
01-Jan-2385
01-Jan-2386
01-Jan-2387
01-Jan-2388
01-Jan-2389
01-Jan-2390
01-Jan-2391
01-Jan-2392
01-Jan-2393
01-Jan-2394
01-Jan-2395
01-Jan-2396
01-Jan-2397
01-Jan-2398
01-Jan-2399
01-Jan-2400
01-Jan-2401
01-Jan-2402
01-Jan-2403
01-Jan-2404
01-Jan-2405
01-Jan-2406
01-Jan-2407
01-Jan-2408
01-Jan-2409
01-Jan-2410
01-Jan-2411
01-Jan-2412
01-Jan-2413
01-Jan-2414
01-Jan-2415
01-Jan-2416
01-Jan-2417
01-Jan-2418
01-Jan-2419
01-Jan-2420
01-Jan-2421
01-Jan-2422
01-Jan-2423
01-Jan-2424
01-Jan-2425
01-Jan-2426
01-Jan-2427
01-Jan-2428
01-Jan-2429
01-Jan-2430
01-Jan-2431
01-Jan-2432
01-Jan-2433
01-Jan-2434
01-Jan-2435
01-Jan-2436
01-Jan-2437
01-Jan-2438
01-Jan-2439
01-Jan-2440
01-Jan-2441
01-Jan-2442
01-Jan-2443
01-Jan-2444
01-Jan-2445
01-Jan-2446
01-Jan-2447
01-Jan-2448
01-Jan-2449
01-Jan-2450
01-Jan-2451
01-Jan-2452
01-Jan-2453
01-Jan-2454
01-Jan-2455
01-Jan-2456
01-Jan-2457
01-Jan-2458
01-Jan-2459
01-Jan-2460
01-Jan-2461
01-Jan-2462
01-Jan-2463
01-Jan-2464
01-Jan-2465
01-Jan-2466
01-Jan-2467
01-Jan-2468
01-Jan-2469
01-Jan-2470
01-Jan-2471
01-Jan-2472
01-Jan-2473
01-Jan-2474
01-Jan-2475
01-Jan-2476
01-Jan-2477
01-Jan-2478
01-Jan-2479
01-Jan-2480
01-Jan-2481
01-Jan-2482
01-Jan-2483
01-Jan-2484
01-Jan-2485
01-Jan-2486
01-Jan-2487
01-Jan-2488
01-Jan-2489
01-Jan-2490
01-Jan-2491
01-Jan-2492
01-Jan-2493
01-Jan-2494
01-Jan-2495
01-Jan-2496
01-Jan-2497
01-Jan-2498
01-Jan-2499
01-Jan-2500
01-Jan-2501
01-Jan-2502
01-Jan-2503
01-Jan-2504
01-Jan-2505
01-Jan-2506
01-Jan-2507
01-Jan-2508
01-Jan-2509
01-Jan-2510
01-Jan-2511
01-Jan-2512
01-Jan-2513
01-Jan-2514
01-Jan-2515
01-Jan-2516
01-Jan-2517
01-Jan-2518
01-Jan-2519
01-Jan-2520
01-Jan-2521
01-Jan-2522
01-Jan-2523
01-Jan-2524
01-Jan-2525
01-Jan-2526
01-Jan-2527
01-Jan-2528
01-Jan-2529
01-Jan-2530
01-Jan-2531
01-Jan-2532
01-Jan-2533
01-Jan-2534
01-Jan-2535
01-Jan-2536
01-Jan-2537
01-Jan-2538
01-Jan-2539
01-Jan-2540
01-Jan-2541
01-Jan-2542

## PM IRRIGATION WORKS
NABATAT Monthly Preventive Maintenance Plan
PREVENTIVE MAINTENANCE (PM) FOR MONTH OF ( JANUARY 2025 ) | [14 empty] | PLAN PREPARED DATE: | [5 empty] | Service Provider Signature: | [6 empty] | DACO Director Signature:
O&M CONTRACTOR SECTION | [27 empty] | DACO INSPECTOR SECTION
S.NO | System | Sub-System | Equipment Tag Number | Equipment Description | Criticality (High, Medium, Low) | PM Description | Reference check list number | PM Frequency | Work Location |  |  |  |  | Planned Details | [5 empty] | Status | Actual Details | [5 empty] | Remarks | APPROVE | REJECT | REMARKS | INSPECTOR NAME | INSPECTOR SIGNATURE
[9 empty] | FACILITY CODE | FACILITY NAME | LEVEL | ROOM # | ROOM NAME | Planned Manhours (MHrs) | Planned date | No. of Person(s) | Spare Parts required | NOTAM Required | Outage Required |  | Log Number # | Actual Manhours (MHrs) | Actual date | Actual Time | No. of Person(s) | Spare Parts Used
1 | Irrigation | Irrigation Pump |  | Main Valve | Low | Manually Operating valve |  | EVERYDAY | UFA01 | Irrigation Pump House | AVAILABLE | PUMP ROOM | N/A | 12 | 01-Jan-2025 | 1 | N/A | N/A | N/A | OPEN
2 | Irrigation | Irrigation Pump |  | Main Valve | Low | Manually Operating valve |  | EVERYDAY | UFB 00 | Irrigation Building | AVAILABLE | IRRIGATION ROOM | N/A | 12 | 2025-01-02 | 1 | N/A | N/A | N/A | OPEN
3 | Irrigation | Outdoor Plants | N/A | Trees, Shrubs,Grass & other plants | Low | Watering |  | EVERYDAY | DAA 00 | PASSENGER TERMINAL | AVAILABLE | N/A | N/A | 60 | 2025-01-03 | 6 | N/A | N/A | N/A | OPEN
4 | Irrigation | Outdoor Plants | N/A | Trees, Shrubs,Grass & other plants | Low | Watering |  | EVERYDAY | CAA 00 | Royal Terminal Road | AVAILABLE | N/A | N/A | 60 | 2025-01-04 | 6 | N/A | N/A | N/A | OPEN
5 | Irrigation | Outdoor Plants | N/A | Trees, Shrubs,Grass & other plants | Low | Watering |  | EVERYDAY | HAA 00 | Admin. Office Facility | AVAILABLE | N/A | N/A | 60 | 2025-01-05 | 6 | N/A | N/A | N/A | OPEN
6 | Irrigation | Indoor Plants | N/A | Potted Plants | Low | Watering |  | EVERYDAY | DAA 00 | PASSENGER TERMINAL | AVAILABLE | MEZZANINE | N/A | 6 | 2025-01-06 | 3 | N/A | N/A | N/A | OPEN
7 | Irrigation | Indoor Plants | N/A | Potted Plants | Low | Watering |  | EVERYDAY | DAA 00 | PASSENGER TERMINAL | AVAILABLE | DEPARTURE | N/A | 6 | 2025-01-07 | 3 | N/A | N/A | N/A | OPEN
8 | Irrigation | Indoor Plants | N/A | Potted Plants | Low | Watering |  | EVERYDAY | DAA 00 | PASSENGER TERMINAL | AVAILABLE | DEPARTURE | N/A | 6 | 2025-01-08 | 3 | N/A | N/A | N/A | OPEN
9 | Irrigation | Indoor Plants | N/A | Potted Plants | Low | Watering |  | EVERYDAY | DAA 00 | PASSENGER TERMINAL | AVAILABLE | ARRIVAL | N/A | 6 | 2025-01-09 | 3 | N/A | N/A | N/A | OPEN
10 | Irrigation | Irrigation Pump |  | Main Valve | Low | Manually Operating valve |  | EVERYDAY | UFA01 | Irrigation Pump House | AVAILABLE | PUMP ROOM | N/A | 12 | 2025-01-10 | 1 | N/A | N/A | N/A | OPEN
11 | Irrigation | Irrigation Pump |  | Main Valve | Low | Manually Operating valve |  | EVERYDAY | UFB 00 | Irrigation Building | AVAILABLE | IRRIGATION ROOM | N/A | 12 | 2025-01-11 | 1 | N/A | N/A | N/A | OPEN
12 | Irrigation | Outdoor Plants | N/A | Trees, Shrubs,Grass & other plants | Low | Watering |  | EVERYDAY | DAA 00 | PASSENGER TERMINAL | AVAILABLE | N/A | N/A | 60 | 2025-01-12 | 6 | N/A | N/A | N/A | OPEN
13 | Irrigation | Outdoor Plants | N/A | Trees, Shrubs,Grass & other plants | Low | Watering |  | EVERYDAY | CAA 00 | Royal Terminal Road | AVAILABLE | N/A | N/A | 60 | 2025-01-13 | 6 | N/A | N/A | N/A | OPEN
14 | Irrigation | Outdoor Plants | N/A | Trees, Shrubs,Grass & other plants | Low | Watering |  | EVERYDAY | HAA 00 | Admin. Office Facility | AVAILABLE | N/A | N/A | 60 | 2025-01-14 | 6 | N/A | N/A | N/A | OPEN
15 | Irrigation | Indoor Plants | N/A | Potted Plants | Low | Watering |  | EVERYDAY | DAA 00 | PASSENGER TERMINAL | AVAILABLE | MEZZANINE | N/A | 6 | 2025-01-15 | 3 | N/A | N/A | N/A | OPEN
16 | Irrigation | Indoor Plants | N/A | Potted Plants | Low | Watering |  | EVERYDAY | DAA 00 | PASSENGER TERMINAL | AVAILABLE | DEPARTURE | N/A | 6 | 2025-01-16 | 3 | N/A | N/A | N/A | OPEN
17 | Irrigation | Indoor Plants | N/A | Potted Plants | Low | Watering |  | EVERYDAY | DAA 00 | PASSENGER TERMINAL | AVAILABLE | DEPARTURE | N/A | 6 | 2025-01-17 | 3 | N/A | N/A | N/A | OPEN
18 | Irrigation | Indoor Plants | N/A | Potted Plants | Low | Watering |  | EVERYDAY | DAA 00 | PASSENGER TERMINAL | AVAILABLE | ARRIVAL | N/A | 6 | 2025-01-18 | 3 | N/A | N/A | N/A | OPEN
19 | Irrigation | Irrigation Pump |  | Main Valve | Low | Manually Operating valve |  | EVERYDAY | UFA01 | Irrigation Pump House | AVAILABLE | PUMP ROOM | N/A | 12 | 2025-01-19 | 1 | N/A | N/A | N/A | OPEN
20 | Irrigation | Irrigation Pump |  | Main Valve | Low | Manually Operating valve |  | EVERYDAY | UFB 00 | Irrigation Building | AVAILABLE | IRRIGATION ROOM | N/A | 12 | 2025-01-20 | 1 | N/A | N/A | N/A | OPEN
21 | Irrigation | Outdoor Plants | N/A | Trees, Shrubs,Grass & other plants | Low | Watering |  | EVERYDAY | DAA 00 | PASSENGER TERMINAL | AVAILABLE | N/A | N/A | 60 | 2025-01-21 | 6 | N/A | N/A | N/A | OPEN
22 | Irrigation | Outdoor Plants | N/A | Trees, Shrubs,Grass & other plants | Low | Watering |  | EVERYDAY | CAA 00 | Royal Terminal Road | AVAILABLE | N/A | N/A | 60 | 2025-01-22 | 6 | N/A | N/A | N/A | OPEN
23 | Irrigation | Outdoor Plants | N/A | Trees, Shrubs,Grass & other plants | Low | Watering |  | EVERYDAY | HAA 00 | Admin. Office Facility | AVAILABLE | N/A | N/A | 60 | 2025-01-23 | 6 | N/A | N/A | N/A | OPEN
24 | Irrigation | Indoor Plants | N/A | Potted Plants | Low | Watering |  | EVERYDAY | DAA 00 | PASSENGER TERMINAL | AVAILABLE | MEZZANINE | N/A | 6 | 2025-01-24 | 3 | N/A | N/A | N/A | OPEN
25 | Irrigation | Indoor Plants | N/A | Potted Plants | Low | Watering |  | EVERYDAY | DAA 00 | PASSENGER TERMINAL | AVAILABLE | DEPARTURE | N/A | 6 | 2025-01-25 | 3 | N/A | N/A | N/A | OPEN
26 | Irrigation | Indoor Plants | N/A | Potted Plants | Low | Watering |  | EVERYDAY | DAA 00 | PASSENGER TERMINAL | AVAILABLE | DEPARTURE | N/A | 6 | 2025-01-26 | 3 | N/A | N/A | N/A | OPEN
27 | Irrigation | Indoor Plants | N/A | Potted Plants | Low | Watering |  | EVERYDAY | DAA 00 | PASSENGER TERMINAL | AVAILABLE | ARRIVAL | N/A | 6 | 2025-01-27 | 3 | N/A | N/A | N/A | OPEN
28 | Irrigation | Indoor Plants | N/A | Potted Plants | Low | Watering |  | EVERYDAY | DAA 00 | PASSENGER TERMINAL | AVAILABLE | MEZZANINE | N/A | 6 | 2025-01-28 | 3 | N/A | N/A | N/A | OPEN
29 | Irrigation | Indoor Plants | N/A | Potted Plants | Low | Watering |  | EVERYDAY | DAA 00 | PASSENGER TERMINAL | AVAILABLE | DEPARTURE | N/A | 6 | 2025-01-29 | 3 | N/A | N/A | N/A | OPEN
30 | Irrigation | Indoor Plants | N/A | Potted Plants | Low | Watering |  | EVERYDAY | DAA 00 | PASSENGER TERMINAL | AVAILABLE | DEPARTURE | N/A | 6 | 2025-01-30 | 3 | N/A | N/A | N/A | OPEN
31 | Irrigation | Indoor Plants | N/A | Potted Plants | Low | Watering |  | EVERYDAY | DAA 00 | PASSENGER TERMINAL | AVAILABLE | ARRIVAL | N/A | 6 | 2025-01-31 | 3 | N/A | N/A | N/A | OPEN
32 | Irrigation | Indoor Plants | N/A | Potted Plants | Low | Watering |  | EVERYDAY | DAA 00 | PASSENGER TERMINAL | AVAILABLE | MEZZANINE | N/A | 6 | 01-Jan-2025 | 3 | N/A | N/A | N/A | OPEN
33 | Irrigation | Indoor Plants | N/A | Potted Plants | Low | Watering |  | EVERYDAY | DAA 00 | PASSENGER TERMINAL | AVAILABLE | DEPARTURE | N/A | 6 | 2025-01-02 | 3 | N/A | N/A | N/A | OPEN
34 | Irrigation | Indoor Plants | N/A | Potted Plants | Low | Watering |  | EVERYDAY | DAA 00 | PASSENGER TERMINAL | AVAILABLE | DEPARTURE | N/A | 6 | 2025-01-03 | 3 | N/A | N/A | N/A | OPEN
35 | Irrigation | Indoor Plants | N/A | Potted Plants | Low | Watering |  | EVERYDAY | DAA 00 | PASSENGER TERMINAL | AVAILABLE | ARRIVAL | N/A | 6 | 2025-01-04 | 3 | N/A | N/A | N/A | OPEN
36 | Irrigation | Irrigation Pump |  | Main Valve | Low | Manually Operating valve |  | EVERYDAY | UFA01 | Irrigation Pump House | AVAILABLE | PUMP ROOM | N/A | 12 | 2025-01-05 | 1 | N/A | N/A | N/A | OPEN
37 | Irrigation | Irrigation Pump |  | Main Valve | Low | Manually Operating valve |  | EVERYDAY | UFB 00 | Irrigation Building | AVAILABLE | IRRIGATION ROOM | N/A | 12 | 2025-01-06 | 1 | N/A | N/A | N/A | OPEN
38 | Irrigation | Outdoor Plants | N/A | Trees, Shrubs,Grass & other plants | Low | Watering |  | EVERYDAY | DAA 00 | PASSENGER TERMINAL | AVAILABLE | N/A | N/A | 60 | 2025-01-07 | 6 | N/A | N/A | N/A | OPEN
39 | Irrigation | Outdoor Plants | N/A | Trees, Shrubs,Grass & other plants | Low | Watering |  | EVERYDAY | CAA 00 | Royal Terminal Road | AVAILABLE | N/A | N/A | 60 | 2025-01-08 | 6 | N/A | N/A | N/A | OPEN
40 | Irrigation | Outdoor Plants | N/A | Trees, Shrubs,Grass & other plants | Low | Watering |  | EVERYDAY | HAA 00 | Admin. Office Facility | AVAILABLE | N/A | N/A | 60 | 2025-01-09 | 6 | N/A | N/A | N/A | OPEN
41 | Irrigation | Indoor Plants | N/A | Potted Plants | Low | Watering |  | EVERYDAY | DAA 00 | PASSENGER TERMINAL | AVAILABLE | MEZZANINE | N/A | 6 | 2025-01-10 | 3 | N/A | N/A | N/A | OPEN
42 | Irrigation | Indoor Plants | N/A | Potted Plants | Low | Watering |  | EVERYDAY | DAA 00 | PASSENGER TERMINAL | AVAILABLE | DEPARTURE | N/A | 6 | 2025-01-11 | 3 | N/A | N/A | N/A | OPEN
43 | Irrigation | Indoor Plants | N/A | Potted Plants | Low | Watering |  | EVERYDAY | DAA 00 | PASSENGER TERMINAL | AVAILABLE | DEPARTURE | N/A | 6 | 2025-01-12 | 3 | N/A | N/A | N/A | OPEN
44 | Irrigation | Indoor Plants | N/A | Potted Plants | Low | Watering |  | EVERYDAY | DAA 00 | PASSENGER TERMINAL | AVAILABLE | ARRIVAL | N/A | 6 | 2025-01-13 | 3 | N/A | N/A | N/A | OPEN
45 | Irrigation | Irrigation Pump |  | Main Valve | Low | Manually Operating valve |  | EVERYDAY | UFA01 | Irrigation Pump House | AVAILABLE | PUMP ROOM | N/A | 12 | 2025-01-14 | 1 | N/A | N/A | N/A | OPEN
46 | Irrigation | Irrigation Pump |  | Main Valve | Low | Manually Operating valve |  | EVERYDAY | UFB 00 | Irrigation Building | AVAILABLE | IRRIGATION ROOM | N/A | 12 | 2025-01-15 | 1 | N/A | N/A | N/A | OPEN
47 | Irrigation | Outdoor Plants | N/A | Trees, Shrubs,Grass & other plants | Low | Watering |  | EVERYDAY | DAA 00 | PASSENGER TERMINAL | AVAILABLE | N/A | N/A | 60 | 2025-01-16 | 6 | N/A | N/A | N/A | OPEN
48 | Irrigation | Outdoor Plants | N/A | Trees, Shrubs,Grass & other plants | Low | Watering |  | EVERYDAY | CAA 00 | Royal Terminal Road | AVAILABLE | N/A | N/A | 60 | 2025-01-17 | 6 | N/A | N/A | N/A | OPEN
49 | Irrigation | Outdoor Plants | N/A | Trees, Shrubs,Grass & other plants | Low | Watering |  | EVERYDAY | HAA 00 | Admin. Office Facility | AVAILABLE | N/A | N/A | 60 | 2025-01-18 | 6 | N/A | N/A | N/A | OPEN
50 | Irrigation | Indoor Plants | N/A | Potted Plants | Low | Watering |  | EVERYDAY | DAA 00 | PASSENGER TERMINAL | AVAILABLE | MEZZANINE | N/A | 6 | 2025-01-19 | 3 | N/A | N/A | N/A | OPEN
51 | Irrigation | Indoor Plants | N/A | Potted Plants | Low | Watering |  | EVERYDAY | DAA 00 | PASSENGER TERMINAL | AVAILABLE | DEPARTURE | N/A | 6 | 2025-01-20 | 3 | N/A | N/A | N/A | OPEN
52 | Irrigation | Indoor Plants | N/A | Potted Plants | Low | Watering |  | EVERYDAY | DAA 00 | PASSENGER TERMINAL | AVAILABLE | DEPARTURE | N/A | 6 | 2025-01-21 | 3 | N/A | N/A | N/A | OPEN
53 | Irrigation | Indoor Plants | N/A | Potted Plants | Low | Watering |  | EVERYDAY | DAA 00 | PASSENGER TERMINAL | AVAILABLE | ARRIVAL | N/A | 6 | 2025-01-22 | 3 | N/A | N/A | N/A | OPEN
54 | Irrigation | Irrigation Pump |  | Main Valve | Low | Manually Operating valve |  | EVERYDAY | UFA01 | Irrigation Pump House | AVAILABLE | PUMP ROOM | N/A | 12 | 2025-01-23 | 1 | N/A | N/A | N/A | OPEN
55 | Irrigation | Irrigation Pump |  | Main Valve | Low | Manually Operating valve |  | EVERYDAY | UFB 00 | Irrigation Building | AVAILABLE | IRRIGATION ROOM | N/A | 12 | 2025-01-24 | 1 | N/A | N/A | N/A | OPEN
56 | Irrigation | Outdoor Plants | N/A | Trees, Shrubs,Grass & other plants | Low | Watering |  | EVERYDAY | DAA 00 | PASSENGER TERMINAL | AVAILABLE | N/A | N/A | 60 | 2025-01-25 | 6 | N/A | N/A | N/A | OPEN
57 | Irrigation | Outdoor Plants | N/A | Trees, Shrubs,Grass & other plants | Low | Watering |  | EVERYDAY | CAA 00 | Royal Terminal Road | AVAILABLE | N/A | N/A | 60 | 2025-01-26 | 6 | N/A | N/A | N/A | OPEN
58 | Irrigation | Outdoor Plants | N/A | Trees, Shrubs,Grass & other plants | Low | Watering |  | EVERYDAY | HAA 00 | Admin. Office Facility | AVAILABLE | N/A | N/A | 60 | 2025-01-27 | 6 | N/A | N/A | N/A | OPEN
59 | Irrigation | Indoor Plants | N/A | Potted Plants | Low | Watering |  | EVERYDAY | DAA 00 | PASSENGER TERMINAL | AVAILABLE | MEZZANINE | N/A | 6 | 2025-01-28 | 3 | N/A | N/A | N/A | OPEN
60 | Irrigation | Indoor Plants | N/A | Potted Plants | Low | Watering |  | EVERYDAY | DAA 00 | PASSENGER TERMINAL | AVAILABLE | DEPARTURE | N/A | 6 | 2025-01-29 | 3 | N/A | N/A | N/A | OPEN
61 | Irrigation | Indoor Plants | N/A | Potted Plants | Low | Watering |  | EVERYDAY | DAA 00 | PASSENGER TERMINAL | AVAILABLE | DEPARTURE | N/A | 6 | 2025-01-30 | 3 | N/A | N/A | N/A | OPEN
62 | Irrigation | Indoor Plants | N/A | Potted Plants | Low | Watering |  | EVERYDAY | DAA 00 | PASSENGER TERMINAL | AVAILABLE | ARRIVAL | N/A | 6 | 2025-01-31 | 3 | N/A | N/A | N/A | OPEN
63 | Irrigation | Irrigation Pump |  | Main Valve | Low | Manually Operating valve |  | EVERYDAY | UFA01 | Irrigation Pump House | AVAILABLE | PUMP ROOM | N/A | 12 | 01-Jan-2025 | 1 | N/A | N/A | N/A | OPEN
64 | Irrigation | Irrigation Pump |  | Main Valve | Low | Manually Operating valve |  | EVERYDAY | UFB 00 | Irrigation Building | AVAILABLE | IRRIGATION ROOM | N/A | 12 | 2025-01-02 | 1 | N/A | N/A | N/A | OPEN
65 | Irrigation | Outdoor Plants | N/A | Trees, Shrubs,Grass & other plants | Low | Watering |  | EVERYDAY | DAA 00 | PASSENGER TERMINAL | AVAILABLE | N/A | N/A | 60 | 2025-01-03 | 6 | N/A | N/A | N/A | OPEN
66 | Irrigation | Outdoor Plants | N/A | Trees, Shrubs,Grass & other plants | Low | Watering |  | EVERYDAY | CAA 00 | Royal Terminal Road | AVAILABLE | N/A | N/A | 60 | 2025-01-04 | 6 | N/A | N/A | N/A | OPEN
67 | Irrigation | Outdoor Plants | N/A | Trees, Shrubs,Grass & other plants | Low | Watering |  | EVERYDAY | HAA 00 | Admin. Office Facility | AVAILABLE | N/A | N/A | 60 | 2025-01-05 | 6 | N/A | N/A | N/A | OPEN
68 | Irrigation | Indoor Plants | N/A | Potted Plants | Low | Watering |  | EVERYDAY | DAA 00 | PASSENGER TERMINAL | AVAILABLE | MEZZANINE | N/A | 6 | 2025-01-06 | 3 | N/A | N/A | N/A | OPEN
69 | Irrigation | Indoor Plants | N/A | Potted Plants | Low | Watering |  | EVERYDAY | DAA 00 | PASSENGER TERMINAL | AVAILABLE | DEPARTURE | N/A | 6 | 2025-01-07 | 3 | N/A | N/A | N/A | OPEN
70 | Irrigation | Indoor Plants | N/A | Potted Plants | Low | Watering |  | EVERYDAY | DAA 00 | PASSENGER TERMINAL | AVAILABLE | DEPARTURE | N/A | 6 | 2025-01-08 | 3 | N/A | N/A | N/A | OPEN
71 | Irrigation | Indoor Plants | N/A | Potted Plants | Low | Watering |  | EVERYDAY | DAA 00 | PASSENGER TERMINAL | AVAILABLE | ARRIVAL | N/A | 6 | 2025-01-09 | 3 | N/A | N/A | N/A | OPEN
72 | Irrigation | Irrigation Pump |  | Main Valve | Low | Manually Operating valve |  | EVERYDAY | UFA01 | Irrigation Pump House | AVAILABLE | PUMP ROOM | N/A | 12 | 2025-01-10 | 1 | N/A | N/A | N/A | OPEN
73 | Irrigation | Irrigation Pump |  | Main Valve | Low | Manually Operating valve |  | EVERYDAY | UFB 00 | Irrigation Building | AVAILABLE | IRRIGATION ROOM | N/A | 12 | 2025-01-11 | 1 | N/A | N/A | N/A | OPEN
74 | Irrigation | Outdoor Plants | N/A | Trees, Shrubs,Grass & other plants | Low | Watering |  | EVERYDAY | DAA 00 | PASSENGER TERMINAL | AVAILABLE | N/A | N/A | 60 | 2025-01-12 | 6 | N/A | N/A | N/A | OPEN
75 | Irrigation | Outdoor Plants | N/A | Trees, Shrubs,Grass & other plants | Low | Watering |  | EVERYDAY | CAA 00 | Royal Terminal Road | AVAILABLE | N/A | N/A | 60 | 2025-01-13 | 6 | N/A | N/A | N/A | OPEN
76 | Irrigation | Outdoor Plants | N/A | Trees, Shrubs,Grass & other plants | Low | Watering |  | EVERYDAY | HAA 00 | Admin. Office Facility | AVAILABLE | N/A | N/A | 60 | 2025-01-14 | 6 | N/A | N/A | N/A | OPEN
77 | Irrigation | Indoor Plants | N/A | Potted Plants | Low | Watering |  | EVERYDAY | DAA 00 | PASSENGER TERMINAL | AVAILABLE | MEZZANINE | N/A | 6 | 2025-01-15 | 3 | N/A | N/A | N/A | OPEN
78 | Irrigation | Indoor Plants | N/A | Potted Plants | Low | Watering |  | EVERYDAY | DAA 00 | PASSENGER TERMINAL | AVAILABLE | DEPARTURE | N/A | 6 | 2025-01-16 | 3 | N/A | N/A | N/A | OPEN
79 | Irrigation | Indoor Plants | N/A | Potted Plants | Low | Watering |  | EVERYDAY | DAA 00 | PASSENGER TERMINAL | AVAILABLE | DEPARTURE | N/A | 6 | 2025-01-17 | 3 | N/A | N/A | N/A | OPEN
80 | Irrigation | Indoor Plants | N/A | Potted Plants | Low | Watering |  | EVERYDAY | DAA 00 | PASSENGER TERMINAL | AVAILABLE | ARRIVAL | N/A | 6 | 2025-01-18 | 3 | N/A | N/A | N/A | OPEN
81 | Irrigation | Indoor Plants | N/A | Potted Plants | Low | Watering |  | EVERYDAY | DAA 00 | PASSENGER TERMINAL | AVAILABLE | MEZZANINE | N/A | 6 | 2025-01-19 | 3 | N/A | N/A | N/A | OPEN
82 | Irrigation | Indoor Plants | N/A | Potted Plants | Low | Watering |  | EVERYDAY | DAA 00 | PASSENGER TERMINAL | AVAILABLE | DEPARTURE | N/A | 6 | 2025-01-20 | 3 | N/A | N/A | N/A | OPEN
83 | Irrigation | Indoor Plants | N/A | Potted Plants | Low | Watering |  | EVERYDAY | DAA 00 | PASSENGER TERMINAL | AVAILABLE | DEPARTURE | N/A | 6 | 2025-01-21 | 3 | N/A | N/A | N/A | OPEN
84 | Irrigation | Indoor Plants | N/A | Potted Plants | Low | Watering |  | EVERYDAY | DAA 00 | PASSENGER TERMINAL | AVAILABLE | ARRIVAL | N/A | 6 | 2025-01-22 | 3 | N/A | N/A | N/A | OPEN
85 | Irrigation | Irrigation Pump |  | Main Valve | Low | Manually Operating valve |  | EVERYDAY | UFA01 | Irrigation Pump House | AVAILABLE | PUMP ROOM | N/A | 12 | 2025-01-23 | 1 | N/A | N/A | N/A | OPEN
86 | Irrigation | Irrigation Pump |  | Main Valve | Low | Manually Operating valve |  | EVERYDAY | UFB 00 | Irrigation Building | AVAILABLE | IRRIGATION ROOM | N/A | 12 | 2025-01-24 | 1 | N/A | N/A | N/A | OPEN
87 | Irrigation | Outdoor Plants | N/A | Trees, Shrubs,Grass & other plants | Low | Watering |  | EVERYDAY | DAA 00 | PASSENGER TERMINAL | AVAILABLE | N/A | N/A | 60 | 2025-01-25 | 6 | N/A | N/A | N/A | OPEN
88 | Irrigation | Outdoor Plants | N/A | Trees, Shrubs,Grass & other plants | Low | Watering |  | EVERYDAY | CAA 00 | Royal Terminal Road | AVAILABLE | N/A | N/A | 60 | 2025-01-26 | 6 | N/A | N/A | N/A | OPEN
89 | Irrigation | Outdoor Plants | N/A | Trees, Shrubs,Grass & other plants | Low | Watering |  | EVERYDAY | HAA 00 | Admin. Office Facility | AVAILABLE | N/A | N/A | 60 | 2025-01-27 | 6 | N/A | N/A | N/A | OPEN
90 | Irrigation | Indoor Plants | N/A | Potted Plants | Low | Watering |  | EVERYDAY | DAA 00 | PASSENGER TERMINAL | AVAILABLE | MEZZANINE | N/A | 6 | 2025-01-28 | 3 | N/A | N/A | N/A | OPEN
91 | Irrigation | Indoor Plants | N/A | Potted Plants | Low | Watering |  | EVERYDAY | DAA 00 | PASSENGER TERMINAL | AVAILABLE | DEPARTURE | N/A | 6 | 2025-01-29 | 3 | N/A | N/A | N/A | OPEN
92 | Irrigation | Indoor Plants | N/A | Potted Plants | Low | Watering |  | EVERYDAY | DAA 00 | PASSENGER TERMINAL | AVAILABLE | DEPARTURE | N/A | 6 | 2025-01-30 | 3 | N/A | N/A | N/A | OPEN
93 | Irrigation | Indoor Plants | N/A | Potted Plants | Low | Watering |  | EVERYDAY | DAA 00 | PASSENGER TERMINAL | AVAILABLE | ARRIVAL | N/A | 6 | 2025-01-31 | 3 | N/A | N/A | N/A | OPEN
94 | Irrigation | Irrigation Pump |  | Main Valve | Low | Manually Operating valve |  | EVERYDAY | UFA01 | Irrigation Pump House | AVAILABLE | PUMP ROOM | N/A | 12 | 01-Jan-2025 | 1 | N/A | N/A | N/A | OPEN
95 | Irrigation | Irrigation Pump |  | Main Valve | Low | Manually Operating valve |  | EVERYDAY | UFB 00 | Irrigation Building | AVAILABLE | IRRIGATION ROOM | N/A | 12 | 2025-01-02 | 1 | N/A | N/A | N/A | OPEN
96 | Irrigation | Outdoor Plants | N/A | Trees, Shrubs,Grass & other plants | Low | Watering |  | EVERYDAY | DAA 00 | PASSENGER TERMINAL | AVAILABLE | N/A | N/A | 60 | 2025-01-03 | 6 | N/A | N/A | N/A | OPEN
97 | Irrigation | Outdoor Plants | N/A | Trees, Shrubs,Grass & other plants | Low | Watering |  | EVERYDAY | CAA 00 | Royal Terminal Road | AVAILABLE | N/A | N/A | 60 | 2025-01-04 | 6 | N/A | N/A | N/A | OPEN
98 | Irrigation | Outdoor Plants | N/A | Trees, Shrubs,Grass & other plants | Low | Watering |  | EVERYDAY | HAA 00 | Admin. Office Facility | AVAILABLE | N/A | N/A | 60 | 2025-01-05 | 6 | N/A | N/A | N/A | OPEN
99 | Irrigation | Indoor Plants | N/A | Potted Plants | Low | Watering |  | EVERYDAY | DAA 00 | PASSENGER TERMINAL | AVAILABLE | MEZZANINE | N/A | 6 | 2025-01-06 | 3 | N/A | N/A | N/A | OPEN
100 | Irrigation | Indoor Plants | N/A | Potted Plants | Low | Watering |  | EVERYDAY | DAA 00 | PASSENGER TERMINAL | AVAILABLE | DEPARTURE | N/A | 6 | 2025-01-07 | 3 | N/A | N/A | N/A | OPEN
101 | Irrigation | Indoor Plants | N/A | Potted Plants | Low | Watering |  | EVERYDAY | DAA 00 | PASSENGER TERMINAL | AVAILABLE | DEPARTURE | N/A | 6 | 2025-01-08 | 3 | N/A | N/A | N/A | OPEN
102 | Irrigation | Indoor Plants | N/A | Potted Plants | Low | Watering |  | EVERYDAY | DAA 00 | PASSENGER TERMINAL | AVAILABLE | ARRIVAL | N/A | 6 | 2025-01-09 | 3 | N/A | N/A | N/A | OPEN
103 | Irrigation | Irrigation Pump |  | Main Valve | Low | Manually Operating valve |  | EVERYDAY | UFA01 | Irrigation Pump House | AVAILABLE | PUMP ROOM | N/A | 12 | 2025-01-10 | 1 | N/A | N/A | N/A | OPEN
104 | Irrigation | Irrigation Pump |  | Main Valve | Low | Manually Operating valve |  | EVERYDAY | UFB 00 | Irrigation Building | AVAILABLE | IRRIGATION ROOM | N/A | 12 | 2025-01-11 | 1 | N/A | N/A | N/A | OPEN
105 | Irrigation | Outdoor Plants | N/A | Trees, Shrubs,Grass & other plants | Low | Watering |  | EVERYDAY | DAA 00 | PASSENGER TERMINAL | AVAILABLE | N/A | N/A | 60 | 2025-01-12 | 6 | N/A | N/A | N/A | OPEN
106 | Irrigation | Outdoor Plants | N/A | Trees, Shrubs,Grass & other plants | Low | Watering |  | EVERYDAY | CAA 00 | Royal Terminal Road | AVAILABLE | N/A | N/A | 60 | 2025-01-13 | 6 | N/A | N/A | N/A | OPEN
107 | Irrigation | Outdoor Plants | N/A | Trees, Shrubs,Grass & other plants | Low | Watering |  | EVERYDAY | HAA 00 | Admin. Office Facility | AVAILABLE | N/A | N/A | 60 | 2025-01-14 | 6 | N/A | N/A | N/A | OPEN
108 | Irrigation | Indoor Plants | N/A | Potted Plants | Low | Watering |  | EVERYDAY | DAA 00 | PASSENGER TERMINAL | AVAILABLE | MEZZANINE | N/A | 6 | 2025-01-15 | 3 | N/A | N/A | N/A | OPEN
109 | Irrigation | Indoor Plants | N/A | Potted Plants | Low | Watering |  | EVERYDAY | DAA 00 | PASSENGER TERMINAL | AVAILABLE | DEPARTURE | N/A | 6 | 2025-01-16 | 3 | N/A | N/A | N/A | OPEN
110 | Irrigation | Indoor Plants | N/A | Potted Plants | Low | Watering |  | EVERYDAY | DAA 00 | PASSENGER TERMINAL | AVAILABLE | DEPARTURE | N/A | 6 | 2025-01-17 | 3 | N/A | N/A | N/A | OPEN
111 | Irrigation | Indoor Plants | N/A | Potted Plants | Low | Watering |  | EVERYDAY | DAA 00 | PASSENGER TERMINAL | AVAILABLE | ARRIVAL | N/A | 6 | 2025-01-18 | 3 | N/A | N/A | N/A | OPEN
112 | Irrigation | Irrigation Pump |  | Main Valve | Low | Manually Operating valve |  | EVERYDAY | UFA01 | Irrigation Pump House | AVAILABLE | PUMP ROOM | N/A | 12 | 2025-01-19 | 1 | N/A | N/A | N/A | OPEN
113 | Irrigation | Irrigation Pump |  | Main Valve | Low | Manually Operating valve |  | EVERYDAY | UFB 00 | Irrigation Building | AVAILABLE | IRRIGATION ROOM | N/A | 12 | 2025-01-20 | 1 | N/A | N/A | N/A | OPEN
114 | Irrigation | Outdoor Plants | N/A | Trees, Shrubs,Grass & other plants | Low | Watering |  | EVERYDAY | DAA 00 | PASSENGER TERMINAL | AVAILABLE | N/A | N/A | 60 | 2025-01-21 | 6 | N/A | N/A | N/A | OPEN
115 | Irrigation | Outdoor Plants | N/A | Trees, Shrubs,Grass & other plants | Low | Watering |  | EVERYDAY | CAA 00 | Royal Terminal Road | AVAILABLE | N/A | N/A | 60 | 2025-01-22 | 6 | N/A | N/A | N/A | OPEN
116 | Irrigation | Outdoor Plants | N/A | Trees, Shrubs,Grass & other plants | Low | Watering |  | EVERYDAY | HAA 00 | Admin. Office Facility | AVAILABLE | N/A | N/A | 60 | 2025-01-23 | 6 | N/A | N/A | N/A | OPEN
117 | Irrigation | Indoor Plants | N/A | Potted Plants | Low | Watering |  | EVERYDAY | DAA 00 | PASSENGER TERMINAL | AVAILABLE | MEZZANINE | N/A | 6 | 2025-01-24 | 3 | N/A | N/A | N/A | OPEN
118 | Irrigation | Indoor Plants | N/A | Potted Plants | Low | Watering |  | EVERYDAY | DAA 00 | PASSENGER TERMINAL | AVAILABLE | DEPARTURE | N/A | 6 | 2025-01-25 | 3 | N/A | N/A | N/A | OPEN
119 | Irrigation | Indoor Plants | N/A | Potted Plants | Low | Watering |  | EVERYDAY | DAA 00 | PASSENGER TERMINAL | AVAILABLE | DEPARTURE | N/A | 6 | 2025-01-26 | 3 | N/A | N/A | N/A | OPEN
120 | Irrigation | Indoor Plants | N/A | Potted Plants | Low | Watering |  | EVERYDAY | DAA 00 | PASSENGER TERMINAL | AVAILABLE | ARRIVAL | N/A | 6 | 2025-01-27 | 3 | N/A | N/A | N/A | OPEN
121 | Irrigation | Irrigation Pump |  | Main Valve | Low | Manually Operating valve |  | EVERYDAY | UFA01 | Irrigation Pump House | AVAILABLE | PUMP ROOM | N/A | 12 | 2025-01-28 | 1 | N/A | N/A | N/A | OPEN
122 | Irrigation | Irrigation Pump |  | Main Valve | Low | Manually Operating valve |  | EVERYDAY | UFB 00 | Irrigation Building | AVAILABLE | IRRIGATION ROOM | N/A | 12 | 2025-01-29 | 1 | N/A | N/A | N/A | OPEN
123 | Irrigation | Outdoor Plants | N/A | Trees, Shrubs,Grass & other plants | Low | Watering |  | EVERYDAY | DAA 00 | PASSENGER TERMINAL | AVAILABLE | N/A | N/A | 60 | 2025-01-30 | 6 | N/A | N/A | N/A | OPEN
124 | Irrigation | Outdoor Plants | N/A | Trees, Shrubs,Grass & other plants | Low | Watering |  | EVERYDAY | CAA 00 | Royal Terminal Road | AVAILABLE | N/A | N/A | 60 | 2025-01-31 | 6 | N/A | N/A | N/A | OPEN
125 | Irrigation | Outdoor Plants | N/A | Trees, Shrubs,Grass & other plants | Low | Watering |  | EVERYDAY | HAA 00 | Admin. Office Facility | AVAILABLE | N/A | N/A | 60 | 01-Jan-2025 | 6 | N/A | N/A | N/A | OPEN
126 | Irrigation | Indoor Plants | N/A | Potted Plants | Low | Watering |  | EVERYDAY | DAA 00 | PASSENGER TERMINAL | AVAILABLE | MEZZANINE | N/A | 6 | 2025-01-02 | 3 | N/A | N/A | N/A | OPEN
127 | Irrigation | Indoor Plants | N/A | Potted Plants | Low | Watering |  | EVERYDAY | DAA 00 | PASSENGER TERMINAL | AVAILABLE | DEPARTURE | N/A | 6 | 2025-01-03 | 3 | N/A | N/A | N/A | OPEN
128 | Irrigation | Indoor Plants | N/A | Potted Plants | Low | Watering |  | EVERYDAY | DAA 00 | PASSENGER TERMINAL | AVAILABLE | DEPARTURE | N/A | 6 | 2025-01-04 | 3 | N/A | N/A | N/A | OPEN
129 | Irrigation | Indoor Plants | N/A | Potted Plants | Low | Watering |  | EVERYDAY | DAA 00 | PASSENGER TERMINAL | AVAILABLE | ARRIVAL | N/A | 6 | 2025-01-05 | 3 | N/A | N/A | N/A | OPEN
130 | Irrigation | Irrigation Pump |  | Main Valve | Low | Manually Operating valve |  | EVERYDAY | UFA01 | Irrigation Pump House | AVAILABLE | PUMP ROOM | N/A | 12 | 2025-01-06 | 1 | N/A | N/A | N/A | OPEN
131 | Irrigation | Irrigation Pump |  | Main Valve | Low | Manually Operating valve |  | EVERYDAY | UFB 00 | Irrigation Building | AVAILABLE | IRRIGATION ROOM | N/A | 12 | 2025-01-07 | 1 | N/A | N/A | N/A | OPEN
132 | Irrigation | Outdoor Plants | N/A | Trees, Shrubs,Grass & other plants | Low | Watering |  | EVERYDAY | DAA 00 | PASSENGER TERMINAL | AVAILABLE | N/A | N/A | 60 | 2025-01-08 | 6 | N/A | N/A | N/A | OPEN
133 | Irrigation | Outdoor Plants | N/A | Trees, Shrubs,Grass & other plants | Low | Watering |  | EVERYDAY | CAA 00 | Royal Terminal Road | AVAILABLE | N/A | N/A | 60 | 2025-01-09 | 6 | N/A | N/A | N/A | OPEN
134 | Irrigation | Outdoor Plants | N/A | Trees, Shrubs,Grass & other plants | Low | Watering |  | EVERYDAY | HAA 00 | Admin. Office Facility | AVAILABLE | N/A | N/A | 60 | 2025-01-10 | 6 | N/A | N/A | N/A | OPEN
135 | Irrigation | Indoor Plants | N/A | Potted Plants | Low | Watering |  | EVERYDAY | DAA 00 | PASSENGER TERMINAL | AVAILABLE | MEZZANINE | N/A | 6 | 2025-01-11 | 3 | N/A | N/A | N/A | OPEN
136 | Irrigation | Indoor Plants | N/A | Potted Plants | Low | Watering |  | EVERYDAY | DAA 00 | PASSENGER TERMINAL | AVAILABLE | DEPARTURE | N/A | 6 | 2025-01-12 | 3 | N/A | N/A | N/A | OPEN
137 | Irrigation | Indoor Plants | N/A | Potted Plants | Low | Watering |  | EVERYDAY | DAA 00 | PASSENGER TERMINAL | AVAILABLE | DEPARTURE | N/A | 6 | 2025-01-13 | 3 | N/A | N/A | N/A | OPEN
138 | Irrigation | Indoor Plants | N/A | Potted Plants | Low | Watering |  | EVERYDAY | DAA 00 | PASSENGER TERMINAL | AVAILABLE | ARRIVAL | N/A | 6 | 2025-01-14 | 3 | N/A | N/A | N/A | OPEN
139 | Irrigation | Indoor Plants | N/A | Potted Plants | Low | Watering |  | EVERYDAY | DAA 00 | PASSENGER TERMINAL | AVAILABLE | MEZZANINE | N/A | 6 | 2025-01-15 | 3 | N/A | N/A | N/A | OPEN
140 | Irrigation | Indoor Plants | N/A | Potted Plants | Low | Watering |  | EVERYDAY | DAA 00 | PASSENGER TERMINAL | AVAILABLE | DEPARTURE | N/A | 6 | 2025-01-16 | 3 | N/A | N/A | N/A | OPEN
141 | Irrigation | Indoor Plants | N/A | Potted Plants | Low | Watering |  | EVERYDAY | DAA 00 | PASSENGER TERMINAL | AVAILABLE | DEPARTURE | N/A | 6 | 2025-01-17 | 3 | N/A | N/A | N/A | OPEN
142 | Irrigation | Indoor Plants | N/A | Potted Plants | Low | Watering |  | EVERYDAY | DAA 00 | PASSENGER TERMINAL | AVAILABLE | ARRIVAL | N/A | 6 | 2025-01-18 | 3 | N/A | N/A | N/A | OPEN
143 | Irrigation | Irrigation Pump |  | Main Valve | Low | Manually Operating valve |  | EVERYDAY | UFA01 | Irrigation Pump House | AVAILABLE | PUMP ROOM | N/A | 12 | 2025-01-19 | 1 | N/A | N/A | N/A | OPEN
144 | Irrigation | Irrigation Pump |  | Main Valve | Low | Manually Operating valve |  | EVERYDAY | UFB 00 | Irrigation Building | AVAILABLE | IRRIGATION ROOM | N/A | 12 | 2025-01-20 | 1 | N/A | N/A | N/A | OPEN
145 | Irrigation | Outdoor Plants | N/A | Trees, Shrubs,Grass & other plants | Low | Watering |  | EVERYDAY | DAA 00 | PASSENGER TERMINAL | AVAILABLE | N/A | N/A | 60 | 2025-01-21 | 6 | N/A | N/A | N/A | OPEN
146 | Irrigation | Outdoor Plants | N/A | Trees, Shrubs,Grass & other plants | Low | Watering |  | EVERYDAY | CAA 00 | Royal Terminal Road | AVAILABLE | N/A | N/A | 60 | 2025-01-22 | 6 | N/A | N/A | N/A | OPEN
147 | Irrigation | Outdoor Plants | N/A | Trees, Shrubs,Grass & other plants | Low | Watering |  | EVERYDAY | HAA 00 | Admin. Office Facility | AVAILABLE | N/A | N/A | 60 | 2025-01-23 | 6 | N/A | N/A | N/A | OPEN
148 | Irrigation | Indoor Plants | N/A | Potted Plants | Low | Watering |  | EVERYDAY | DAA 00 | PASSENGER TERMINAL | AVAILABLE | MEZZANINE | N/A | 6 | 2025-01-24 | 3 | N/A | N/A | N/A | OPEN
149 | Irrigation | Indoor Plants | N/A | Potted Plants | Low | Watering |  | EVERYDAY | DAA 00 | PASSENGER TERMINAL | AVAILABLE | DEPARTURE | N/A | 6 | 2025-01-25 | 3 | N/A | N/A | N/A | OPEN
150 | Irrigation | Indoor Plants | N/A | Potted Plants | Low | Watering |  | EVERYDAY | DAA 00 | PASSENGER TERMINAL | AVAILABLE | DEPARTURE | N/A | 6 | 2025-01-26 | 3 | N/A | N/A | N/A | OPEN
151 | Irrigation | Indoor Plants | N/A | Potted Plants | Low | Watering |  | EVERYDAY | DAA 00 | PASSENGER TERMINAL | AVAILABLE | ARRIVAL | N/A | 6 | 2025-01-27 | 3 | N/A | N/A | N/A | OPEN
152 | Irrigation | Irrigation Pump |  | Main Valve | Low | Manually Operating valve |  | EVERYDAY | UFA01 | Irrigation Pump House | AVAILABLE | PUMP ROOM | N/A | 12 | 2025-01-28 | 1 | N/A | N/A | N/A | OPEN
153 | Irrigation | Irrigation Pump |  | Main Valve | Low | Manually Operating valve |  | EVERYDAY | UFB 00 | Irrigation Building | AVAILABLE | IRRIGATION ROOM | N/A | 12 | 2025-01-29 | 1 | N/A | N/A | N/A | OPEN
154 | Irrigation | Outdoor Plants | N/A | Trees, Shrubs,Grass & other plants | Low | Watering |  | EVERYDAY | DAA 00 | PASSENGER TERMINAL | AVAILABLE | N/A | N/A | 60 | 2025-01-30 | 6 | N/A | N/A | N/A | OPEN
155 | Irrigation | Outdoor Plants | N/A | Trees, Shrubs,Grass & other plants | Low | Watering |  | EVERYDAY | CAA 00 | Royal Terminal Road | AVAILABLE | N/A | N/A | 60 | 2025-01-31 | 6 | N/A | N/A | N/A | OPEN
156 | Irrigation | Outdoor Plants | N/A | Trees, Shrubs,Grass & other plants | Low | Watering |  | EVERYDAY | HAA 00 | Admin. Office Facility | AVAILABLE | N/A | N/A | 60 | 01-Jan-2025 | 6 | N/A | N/A | N/A | OPEN
157 | Irrigation | Indoor Plants | N/A | Potted Plants | Low | Watering |  | EVERYDAY | DAA 00 | PASSENGER TERMINAL | AVAILABLE | MEZZANINE | N/A | 6 | 2025-01-02 | 3 | N/A | N/A | N/A | OPEN
158 | Irrigation | Indoor Plants | N/A | Potted Plants | Low | Watering |  | EVERYDAY | DAA 00 | PASSENGER TERMINAL | AVAILABLE | DEPARTURE | N/A | 6 | 2025-01-03 | 3 | N/A | N/A | N/A | OPEN
159 | Irrigation | Indoor Plants | N/A | Potted Plants | Low | Watering |  | EVERYDAY | DAA 00 | PASSENGER TERMINAL | AVAILABLE | DEPARTURE | N/A | 6 | 2025-01-04 | 3 | N/A | N/A | N/A | OPEN
160 | Irrigation | Indoor Plants | N/A | Potted Plants | Low | Watering |  | EVERYDAY | DAA 00 | PASSENGER TERMINAL | AVAILABLE | ARRIVAL | N/A | 6 | 2025-01-05 | 3 | N/A | N/A | N/A | OPEN
161 | Irrigation | Irrigation Pump |  | Main Valve | Low | Manually Operating valve |  | EVERYDAY | UFA01 | Irrigation Pump House | AVAILABLE | PUMP ROOM | N/A | 12 | 2025-01-06 | 1 | N/A | N/A | N/A | OPEN
162 | Irrigation | Irrigation Pump |  | Main Valve | Low | Manually Operating valve |  | EVERYDAY | UFB 00 | Irrigation Building | AVAILABLE | IRRIGATION ROOM | N/A | 12 | 2025-01-07 | 1 | N/A | N/A | N/A | OPEN
163 | Irrigation | Outdoor Plants | N/A | Trees, Shrubs,Grass & other plants | Low | Watering |  | EVERYDAY | DAA 00 | PASSENGER TERMINAL | AVAILABLE | N/A | N/A | 60 | 2025-01-08 | 6 | N/A | N/A | N/A | OPEN
164 | Irrigation | Outdoor Plants | N/A | Trees, Shrubs,Grass & other plants | Low | Watering |  | EVERYDAY | CAA 00 | Royal Terminal Road | AVAILABLE | N/A | N/A | 60 | 2025-01-09 | 6 | N/A | N/A | N/A | OPEN
165 | Irrigation | Outdoor Plants | N/A | Trees, Shrubs,Grass & other plants | Low | Watering |  | EVERYDAY | HAA 00 | Admin. Office Facility | AVAILABLE | N/A | N/A | 60 | 2025-01-10 | 6 | N/A | N/A | N/A | OPEN
166 | Irrigation | Indoor Plants | N/A | Potted Plants | Low | Watering |  | EVERYDAY | DAA 00 | PASSENGER TERMINAL | AVAILABLE | MEZZANINE | N/A | 6 | 2025-01-11 | 3 | N/A | N/A | N/A | OPEN
167 | Irrigation | Indoor Plants | N/A | Potted Plants | Low | Watering |  | EVERYDAY | DAA 00 | PASSENGER TERMINAL | AVAILABLE | DEPARTURE | N/A | 6 | 2025-01-12 | 3 | N/A | N/A | N/A | OPEN
168 | Irrigation | Indoor Plants | N/A | Potted Plants | Low | Watering |  | EVERYDAY | DAA 00 | PASSENGER TERMINAL | AVAILABLE | DEPARTURE | N/A | 6 | 2025-01-13 | 3 | N/A | N/A | N/A | OPEN
169 | Irrigation | Indoor Plants | N/A | Potted Plants | Low | Watering |  | EVERYDAY | DAA 00 | PASSENGER TERMINAL | AVAILABLE | ARRIVAL | N/A | 6 | 2025-01-14 | 3 | N/A | N/A | N/A | OPEN
170 | Irrigation | Irrigation Pump |  | Main Valve | Low | Manually Operating valve |  | EVERYDAY | UFA01 | Irrigation Pump House | AVAILABLE | PUMP ROOM | N/A | 12 | 2025-01-15 | 1 | N/A | N/A | N/A | OPEN
171 | Irrigation | Irrigation Pump |  | Main Valve | Low | Manually Operating valve |  | EVERYDAY | UFB 00 | Irrigation Building | AVAILABLE | IRRIGATION ROOM | N/A | 12 | 2025-01-16 | 1 | N/A | N/A | N/A | OPEN
172 | Irrigation | Outdoor Plants | N/A | Trees, Shrubs,Grass & other plants | Low | Watering |  | EVERYDAY | DAA 00 | PASSENGER TERMINAL | AVAILABLE | N/A | N/A | 60 | 2025-01-17 | 6 | N/A | N/A | N/A | OPEN
173 | Irrigation | Outdoor Plants | N/A | Trees, Shrubs,Grass & other plants | Low | Watering |  | EVERYDAY | CAA 00 | Royal Terminal Road | AVAILABLE | N/A | N/A | 60 | 2025-01-18 | 6 | N/A | N/A | N/A | OPEN
174 | Irrigation | Outdoor Plants | N/A | Trees, Shrubs,Grass & other plants | Low | Watering |  | EVERYDAY | HAA 00 | Admin. Office Facility | AVAILABLE | N/A | N/A | 60 | 2025-01-19 | 6 | N/A | N/A | N/A | OPEN
175 | Irrigation | Indoor Plants | N/A | Potted Plants | Low | Watering |  | EVERYDAY | DAA 00 | PASSENGER TERMINAL | AVAILABLE | MEZZANINE | N/A | 6 | 2025-01-20 | 3 | N/A | N/A | N/A | OPEN
176 | Irrigation | Indoor Plants | N/A | Potted Plants | Low | Watering |  | EVERYDAY | DAA 00 | PASSENGER TERMINAL | AVAILABLE | DEPARTURE | N/A | 6 | 2025-01-21 | 3 | N/A | N/A | N/A | OPEN
177 | Irrigation | Indoor Plants | N/A | Potted Plants | Low | Watering |  | EVERYDAY | DAA 00 | PASSENGER TERMINAL | AVAILABLE | DEPARTURE | N/A | 6 | 2025-01-22 | 3 | N/A | N/A | N/A | OPEN
178 | Irrigation | Indoor Plants | N/A | Potted Plants | Low | Watering |  | EVERYDAY | DAA 00 | PASSENGER TERMINAL | AVAILABLE | ARRIVAL | N/A | 6 | 2025-01-23 | 3 | N/A | N/A | N/A | OPEN
179 | Irrigation | Irrigation Pump |  | Main Valve | Low | Manually Operating valve |  | EVERYDAY | UFA01 | Irrigation Pump House | AVAILABLE | PUMP ROOM | N/A | 12 | 2025-01-24 | 1 | N/A | N/A | N/A | OPEN
180 | Irrigation | Irrigation Pump |  | Main Valve | Low | Manually Operating valve |  | EVERYDAY | UFB 00 | Irrigation Building | AVAILABLE | IRRIGATION ROOM | N/A | 12 | 2025-01-25 | 1 | N/A | N/A | N/A | OPEN
181 | Irrigation | Outdoor Plants | N/A | Trees, Shrubs,Grass & other plants | Low | Watering |  | EVERYDAY | DAA 00 | PASSENGER TERMINAL | AVAILABLE | N/A | N/A | 60 | 2025-01-26 | 6 | N/A | N/A | N/A | OPEN
182 | Irrigation | Outdoor Plants | N/A | Trees, Shrubs,Grass & other plants | Low | Watering |  | EVERYDAY | CAA 00 | Royal Terminal Road | AVAILABLE | N/A | N/A | 60 | 2025-01-27 | 6 | N/A | N/A | N/A | OPEN
183 | Irrigation | Outdoor Plants | N/A | Trees, Shrubs,Grass & other plants | Low | Watering |  | EVERYDAY | HAA 00 | Admin. Office Facility | AVAILABLE | N/A | N/A | 60 | 2025-01-28 | 6 | N/A | N/A | N/A | OPEN
184 | Irrigation | Indoor Plants | N/A | Potted Plants | Low | Watering |  | EVERYDAY | DAA 00 | PASSENGER TERMINAL | AVAILABLE | MEZZANINE | N/A | 6 | 2025-01-29 | 3 | N/A | N/A | N/A | OPEN
185 | Irrigation | Indoor Plants | N/A | Potted Plants | Low | Watering |  | EVERYDAY | DAA 00 | PASSENGER TERMINAL | AVAILABLE | DEPARTURE | N/A | 6 | 2025-01-30 | 3 | N/A | N/A | N/A | OPEN
186 | Irrigation | Indoor Plants | N/A | Potted Plants | Low | Watering |  | EVERYDAY | DAA 00 | PASSENGER TERMINAL | AVAILABLE | DEPARTURE | N/A | 6 | 2025-01-31 | 3 | N/A | N/A | N/A | OPEN
187 | Irrigation | Indoor Plants | N/A | Potted Plants | Low | Watering |  | EVERYDAY | DAA 00 | PASSENGER TERMINAL | AVAILABLE | ARRIVAL | N/A | 6 | 01-Jan-2025 | 3 | N/A | N/A | N/A | OPEN
188 | Irrigation | Irrigation Pump |  | Main Valve | Low | Manually Operating valve |  | EVERYDAY | UFA01 | Irrigation Pump House | AVAILABLE | PUMP ROOM | N/A | 12 | 2025-01-02 | 1 | N/A | N/A | N/A | OPEN
189 | Irrigation | Irrigation Pump |  | Main Valve | Low | Manually Operating valve |  | EVERYDAY | UFB 00 | Irrigation Building | AVAILABLE | IRRIGATION ROOM | N/A | 12 | 2025-01-03 | 1 | N/A | N/A | N/A | OPEN
190 | Irrigation | Outdoor Plants | N/A | Trees, Shrubs,Grass & other plants | Low | Watering |  | EVERYDAY | DAA 00 | PASSENGER TERMINAL | AVAILABLE | N/A | N/A | 60 | 2025-01-04 | 6 | N/A | N/A | N/A | OPEN
191 | Irrigation | Outdoor Plants | N/A | Trees, Shrubs,Grass & other plants | Low | Watering |  | EVERYDAY | CAA 00 | Royal Terminal Road | AVAILABLE | N/A | N/A | 60 | 2025-01-05 | 6 | N/A | N/A | N/A | OPEN
192 | Irrigation | Outdoor Plants | N/A | Trees, Shrubs,Grass & other plants | Low | Watering |  | EVERYDAY | HAA 00 | Admin. Office Facility | AVAILABLE | N/A | N/A | 60 | 2025-01-06 | 6 | N/A | N/A | N/A | OPEN
193 | Irrigation | Indoor Plants | N/A | Potted Plants | Low | Watering |  | EVERYDAY | DAA 00 | PASSENGER TERMINAL | AVAILABLE | MEZZANINE | N/A | 6 | 2025-01-07 | 3 | N/A | N/A | N/A | OPEN
194 | Irrigation | Indoor Plants | N/A | Potted Plants | Low | Watering |  | EVERYDAY | DAA 00 | PASSENGER TERMINAL | AVAILABLE | DEPARTURE | N/A | 6 | 2025-01-08 | 3 | N/A | N/A | N/A | OPEN
195 | Irrigation | Indoor Plants | N/A | Potted Plants | Low | Watering |  | EVERYDAY | DAA 00 | PASSENGER TERMINAL | AVAILABLE | DEPARTURE | N/A | 6 | 2025-01-09 | 3 | N/A | N/A | N/A | OPEN
196 | Irrigation | Indoor Plants | N/A | Potted Plants | Low | Watering |  | EVERYDAY | DAA 00 | PASSENGER TERMINAL | AVAILABLE | ARRIVAL | N/A | 6 | 2025-01-10 | 3 | N/A | N/A | N/A | OPEN
197 | Irrigation | Irrigation Pump |  | Main Valve | Low | Manually Operating valve |  | EVERYDAY | UFA01 | Irrigation Pump House | AVAILABLE | PUMP ROOM | N/A | 12 | 2025-01-11 | 1 | N/A | N/A | N/A | OPEN
198 | Irrigation | Irrigation Pump |  | Main Valve | Low | Manually Operating valve |  | EVERYDAY | UFB 00 | Irrigation Building | AVAILABLE | IRRIGATION ROOM | N/A | 12 | 2025-01-12 | 1 | N/A | N/A | N/A | OPEN
199 | Irrigation | Outdoor Plants | N/A | Trees, Shrubs,Grass & other plants | Low | Watering |  | EVERYDAY | DAA 00 | PASSENGER TERMINAL | AVAILABLE | N/A | N/A | 60 | 2025-01-13 | 6 | N/A | N/A | N/A | OPEN
200 | Irrigation | Outdoor Plants | N/A | Trees, Shrubs,Grass & other plants | Low | Watering |  | EVERYDAY | CAA 00 | Royal Terminal Road | AVAILABLE | N/A | N/A | 60 | 2025-01-14 | 6 | N/A | N/A | N/A | OPEN
201 | Irrigation | Outdoor Plants | N/A | Trees, Shrubs,Grass & other plants | Low | Watering |  | EVERYDAY | HAA 00 | Admin. Office Facility | AVAILABLE | N/A | N/A | 60 | 2025-01-15 | 6 | N/A | N/A | N/A | OPEN
202 | Irrigation | Indoor Plants | N/A | Potted Plants | Low | Watering |  | EVERYDAY | DAA 00 | PASSENGER TERMINAL | AVAILABLE | MEZZANINE | N/A | 6 | 2025-01-16 | 3 | N/A | N/A | N/A | OPEN
203 | Irrigation | Indoor Plants | N/A | Potted Plants | Low | Watering |  | EVERYDAY | DAA 00 | PASSENGER TERMINAL | AVAILABLE | DEPARTURE | N/A | 6 | 2025-01-17 | 3 | N/A | N/A | N/A | OPEN
204 | Irrigation | Indoor Plants | N/A | Potted Plants | Low | Watering |  | EVERYDAY | DAA 00 | PASSENGER TERMINAL | AVAILABLE | DEPARTURE | N/A | 6 | 2025-01-18 | 3 | N/A | N/A | N/A | OPEN
205 | Irrigation | Indoor Plants | N/A | Potted Plants | Low | Watering |  | EVERYDAY | DAA 00 | PASSENGER TERMINAL | AVAILABLE | ARRIVAL | N/A | 6 | 2025-01-19 | 3 | N/A | N/A | N/A | OPEN
206 | Irrigation | Irrigation Pump |  | Main Valve | Low | Manually Operating valve |  | EVERYDAY | UFA01 | Irrigation Pump House | AVAILABLE | PUMP ROOM | N/A | 12 | 2025-01-20 | 1 | N/A | N/A | N/A | OPEN
207 | Irrigation | Irrigation Pump |  | Main Valve | Low | Manually Operating valve |  | EVERYDAY | UFB 00 | Irrigation Building | AVAILABLE | IRRIGATION ROOM | N/A | 12 | 2025-01-21 | 1 | N/A | N/A | N/A | OPEN
208 | Irrigation | Outdoor Plants | N/A | Trees, Shrubs,Grass & other plants | Low | Watering |  | EVERYDAY | DAA 00 | PASSENGER TERMINAL | AVAILABLE | N/A | N/A | 60 | 2025-01-22 | 6 | N/A | N/A | N/A | OPEN
209 | Irrigation | Outdoor Plants | N/A | Trees, Shrubs,Grass & other plants | Low | Watering |  | EVERYDAY | CAA 00 | Royal Terminal Road | AVAILABLE | N/A | N/A | 60 | 2025-01-23 | 6 | N/A | N/A | N/A | OPEN
210 | Irrigation | Outdoor Plants | N/A | Trees, Shrubs,Grass & other plants | Low | Watering |  | EVERYDAY | HAA 00 | Admin. Office Facility | AVAILABLE | N/A | N/A | 60 | 2025-01-24 | 6 | N/A | N/A | N/A | OPEN
211 | Irrigation | Indoor Plants | N/A | Potted Plants | Low | Watering |  | EVERYDAY | DAA 00 | PASSENGER TERMINAL | AVAILABLE | MEZZANINE | N/A | 6 | 2025-01-25 | 3 | N/A | N/A | N/A | OPEN
212 | Irrigation | Indoor Plants | N/A | Potted Plants | Low | Watering |  | EVERYDAY | DAA 00 | PASSENGER TERMINAL | AVAILABLE | DEPARTURE | N/A | 6 | 2025-01-26 | 3 | N/A | N/A | N/A | OPEN
213 | Irrigation | Indoor Plants | N/A | Potted Plants | Low | Watering |  | EVERYDAY | DAA 00 | PASSENGER TERMINAL | AVAILABLE | DEPARTURE | N/A | 6 | 2025-01-27 | 3 | N/A | N/A | N/A | OPEN
214 | Irrigation | Indoor Plants | N/A | Potted Plants | Low | Watering |  | EVERYDAY | DAA 00 | PASSENGER TERMINAL | AVAILABLE | ARRIVAL | N/A | 6 | 2025-01-28 | 3 | N/A | N/A | N/A | OPEN
215 | Irrigation | Indoor Plants | N/A | Potted Plants | Low | Watering |  | EVERYDAY | DAA 00 | PASSENGER TERMINAL | AVAILABLE | MEZZANINE | N/A | 6 | 2025-01-29 | 3 | N/A | N/A | N/A | OPEN
216 | Irrigation | Indoor Plants | N/A | Potted Plants | Low | Watering |  | EVERYDAY | DAA 00 | PASSENGER TERMINAL | AVAILABLE | DEPARTURE | N/A | 6 | 2025-01-30 | 3 | N/A | N/A | N/A | OPEN
217 | Irrigation | Indoor Plants | N/A | Potted Plants | Low | Watering |  | EVERYDAY | DAA 00 | PASSENGER TERMINAL | AVAILABLE | DEPARTURE | N/A | 6 | 2025-01-31 | 3 | N/A | N/A | N/A | OPEN
218 | Irrigation | Indoor Plants | N/A | Potted Plants | Low | Watering |  | EVERYDAY | DAA 00 | PASSENGER TERMINAL | AVAILABLE | ARRIVAL | N/A | 6 | 01-Jan-2025 | 3 | N/A | N/A | N/A | OPEN
219 | Irrigation | Indoor Plants | N/A | Potted Plants | Low | Watering |  | EVERYDAY | DAA 00 | PASSENGER TERMINAL | AVAILABLE | MEZZANINE | N/A | 6 | 2025-01-02 | 3 | N/A | N/A | N/A | OPEN
220 | Irrigation | Indoor Plants | N/A | Potted Plants | Low | Watering |  | EVERYDAY | DAA 00 | PASSENGER TERMINAL | AVAILABLE | DEPARTURE | N/A | 6 | 2025-01-03 | 3 | N/A | N/A | N/A | OPEN
221 | Irrigation | Indoor Plants | N/A | Potted Plants | Low | Watering |  | EVERYDAY | DAA 00 | PASSENGER TERMINAL | AVAILABLE | DEPARTURE | N/A | 6 | 2025-01-04 | 3 | N/A | N/A | N/A | OPEN
222 | Irrigation | Indoor Plants | N/A | Potted Plants | Low | Watering |  | EVERYDAY | DAA 00 | PASSENGER TERMINAL | AVAILABLE | ARRIVAL | N/A | 6 | 2025-01-05 | 3 | N/A | N/A | N/A | OPEN
223 | Irrigation | Indoor Plants | N/A | Potted Plants | Low | Watering |  | EVERYDAY | DAA 00 | PASSENGER TERMINAL | AVAILABLE | MEZZANINE | N/A | 6 | 2025-01-06 | 3 | N/A | N/A | N/A | OPEN
224 | Irrigation | Indoor Plants | N/A | Potted Plants | Low | Watering |  | EVERYDAY | DAA 00 | PASSENGER TERMINAL | AVAILABLE | DEPARTURE | N/A | 6 | 2025-01-07 | 3 | N/A | N/A | N/A | OPEN
225 | Irrigation | Indoor Plants | N/A | Potted Plants | Low | Watering |  | EVERYDAY | DAA 00 | PASSENGER TERMINAL | AVAILABLE | DEPARTURE | N/A | 6 | 2025-01-08 | 3 | N/A | N/A | N/A | OPEN
226 | Irrigation | Indoor Plants | N/A | Potted Plants | Low | Watering |  | EVERYDAY | DAA 00 | PASSENGER TERMINAL | AVAILABLE | ARRIVAL | N/A | 6 | 2025-01-09 | 3 | N/A | N/A | N/A | OPEN
227 | Irrigation | Irrigation Pump |  | Main Valve | Low | Manually Operating valve |  | EVERYDAY | UFA01 | Irrigation Pump House | AVAILABLE | PUMP ROOM | N/A | 12 | 2025-01-10 | 1 | N/A | N/A | N/A | OPEN
228 | Irrigation | Irrigation Pump |  | Main Valve | Low | Manually Operating valve |  | EVERYDAY | UFB 00 | Irrigation Building | AVAILABLE | IRRIGATION ROOM | N/A | 12 | 2025-01-11 | 1 | N/A | N/A | N/A | OPEN
229 | Irrigation | Outdoor Plants | N/A | Trees, Shrubs,Grass & other plants | Low | Watering |  | EVERYDAY | DAA 00 | PASSENGER TERMINAL | AVAILABLE | N/A | N/A | 60 | 2025-01-12 | 6 | N/A | N/A | N/A | OPEN
230 | Irrigation | Outdoor Plants | N/A | Trees, Shrubs,Grass & other plants | Low | Watering |  | EVERYDAY | CAA 00 | Royal Terminal Road | AVAILABLE | N/A | N/A | 60 | 2025-01-13 | 6 | N/A | N/A | N/A | OPEN
231 | Irrigation | Outdoor Plants | N/A | Trees, Shrubs,Grass & other plants | Low | Watering |  | EVERYDAY | HAA 00 | Admin. Office Facility | AVAILABLE | N/A | N/A | 60 | 2025-01-14 | 6 | N/A | N/A | N/A | OPEN
232 | Irrigation | Indoor Plants | N/A | Potted Plants | Low | Watering |  | EVERYDAY | DAA 00 | PASSENGER TERMINAL | AVAILABLE | MEZZANINE | N/A | 6 | 2025-01-15 | 3 | N/A | N/A | N/A | OPEN
233 | Irrigation | Indoor Plants | N/A | Potted Plants | Low | Watering |  | EVERYDAY | DAA 00 | PASSENGER TERMINAL | AVAILABLE | DEPARTURE | N/A | 6 | 2025-01-16 | 3 | N/A | N/A | N/A | OPEN
234 | Irrigation | Indoor Plants | N/A | Potted Plants | Low | Watering |  | EVERYDAY | DAA 00 | PASSENGER TERMINAL | AVAILABLE | DEPARTURE | N/A | 6 | 2025-01-17 | 3 | N/A | N/A | N/A | OPEN
235 | Irrigation | Indoor Plants | N/A | Potted Plants | Low | Watering |  | EVERYDAY | DAA 00 | PASSENGER TERMINAL | AVAILABLE | ARRIVAL | N/A | 6 | 2025-01-18 | 3 | N/A | N/A | N/A | OPEN
2025-01-19
2025-01-20
2025-01-21
2025-01-22
2025-01-23
2025-01-24
2025-01-25
2025-01-26
2025-01-27
2025-01-28
2025-01-29
2025-01-30
2025-01-31
01-Jan-2272
01-Jan-2273
01-Jan-2274
01-Jan-2275
01-Jan-2276
01-Jan-2277
01-Jan-2278
01-Jan-2279
01-Jan-2280
01-Jan-2281
01-Jan-2282
01-Jan-2283
01-Jan-2284
01-Jan-2285
01-Jan-2286
01-Jan-2287
01-Jan-2288
01-Jan-2289
01-Jan-2290
01-Jan-2291
01-Jan-2292
01-Jan-2293
01-Jan-2294
01-Jan-2295
01-Jan-2296
01-Jan-2297
01-Jan-2298
01-Jan-2299
01-Jan-2300
01-Jan-2301
01-Jan-2302
01-Jan-2303
01-Jan-2304
01-Jan-2305
01-Jan-2306
01-Jan-2307
01-Jan-2308
01-Jan-2309
01-Jan-2310
01-Jan-2311
01-Jan-2312
01-Jan-2313
01-Jan-2314
01-Jan-2315
01-Jan-2316
01-Jan-2317
01-Jan-2318
01-Jan-2319
01-Jan-2320
01-Jan-2321
01-Jan-2322
01-Jan-2323
01-Jan-2324
01-Jan-2325
01-Jan-2326
01-Jan-2327
01-Jan-2328
01-Jan-2329
01-Jan-2330
01-Jan-2331
01-Jan-2332
01-Jan-2333
01-Jan-2334
01-Jan-2335
01-Jan-2336
01-Jan-2337
01-Jan-2338
01-Jan-2339
01-Jan-2340
01-Jan-2341
01-Jan-2342
01-Jan-2343
01-Jan-2344
01-Jan-2345
01-Jan-2346
01-Jan-2347
01-Jan-2348
01-Jan-2349
01-Jan-2350
01-Jan-2351
01-Jan-2352
01-Jan-2353
01-Jan-2354
01-Jan-2355
01-Jan-2356
01-Jan-2357
01-Jan-2358
01-Jan-2359
01-Jan-2360
01-Jan-2361
01-Jan-2362
01-Jan-2363
01-Jan-2364
01-Jan-2365
01-Jan-2366
01-Jan-2367
01-Jan-2368
01-Jan-2369
01-Jan-2370
01-Jan-2371
01-Jan-2372
01-Jan-2373
01-Jan-2374
01-Jan-2375
01-Jan-2376
01-Jan-2377
01-Jan-2378
01-Jan-2379
01-Jan-2380
01-Jan-2381
01-Jan-2382
01-Jan-2383
01-Jan-2384
01-Jan-2385
01-Jan-2386
01-Jan-2387
01-Jan-2388
01-Jan-2389
01-Jan-2390
01-Jan-2391
01-Jan-2392
01-Jan-2393
01-Jan-2394
01-Jan-2395
01-Jan-2396
01-Jan-2397
01-Jan-2398
01-Jan-2399
01-Jan-2400
01-Jan-2401
01-Jan-2402
01-Jan-2403
01-Jan-2404
01-Jan-2405
01-Jan-2406
01-Jan-2407
01-Jan-2408
01-Jan-2409
01-Jan-2410
01-Jan-2411
01-Jan-2412
01-Jan-2413
01-Jan-2414
01-Jan-2415
01-Jan-2416
01-Jan-2417
01-Jan-2418
01-Jan-2419
01-Jan-2420
01-Jan-2421
01-Jan-2422
01-Jan-2423
01-Jan-2424
01-Jan-2425
01-Jan-2426
01-Jan-2427
01-Jan-2428
01-Jan-2429
01-Jan-2430
01-Jan-2431
01-Jan-2432
01-Jan-2433
01-Jan-2434
01-Jan-2435
01-Jan-2436
01-Jan-2437
01-Jan-2438
01-Jan-2439
01-Jan-2440
01-Jan-2441
01-Jan-2442
01-Jan-2443
01-Jan-2444
01-Jan-2445
01-Jan-2446
01-Jan-2447
01-Jan-2448
01-Jan-2449
01-Jan-2450
01-Jan-2451
01-Jan-2452
01-Jan-2453
01-Jan-2454
01-Jan-2455
01-Jan-2456
01-Jan-2457
01-Jan-2458
01-Jan-2459
01-Jan-2460
01-Jan-2461
01-Jan-2462
01-Jan-2463
01-Jan-2464
01-Jan-2465
01-Jan-2466
01-Jan-2467
01-Jan-2468
01-Jan-2469
01-Jan-2470
01-Jan-2471
01-Jan-2472
01-Jan-2473
01-Jan-2474
01-Jan-2475
01-Jan-2476
01-Jan-2477
01-Jan-2478
01-Jan-2479
01-Jan-2480
01-Jan-2481
01-Jan-2482
01-Jan-2483
01-Jan-2484
01-Jan-2485
01-Jan-2486
01-Jan-2487
01-Jan-2488
01-Jan-2489
01-Jan-2490
01-Jan-2491
01-Jan-2492
01-Jan-2493
01-Jan-2494
01-Jan-2495
01-Jan-2496
01-Jan-2497
01-Jan-2498
01-Jan-2499
01-Jan-2500
01-Jan-2501
01-Jan-2502
01-Jan-2503
01-Jan-2504
01-Jan-2505
01-Jan-2506
01-Jan-2507
01-Jan-2508
01-Jan-2509
01-Jan-2510
01-Jan-2511
01-Jan-2512
01-Jan-2513
01-Jan-2514
01-Jan-2515
01-Jan-2516
01-Jan-2517
01-Jan-2518
01-Jan-2519
01-Jan-2520
01-Jan-2521
01-Jan-2522
01-Jan-2523
01-Jan-2524
01-Jan-2525
01-Jan-2526
01-Jan-2527
01-Jan-2528
01-Jan-2529
01-Jan-2530
01-Jan-2531
01-Jan-2532
01-Jan-2533
01-Jan-2534
01-Jan-2535
01-Jan-2536
01-Jan-2537
01-Jan-2538
01-Jan-2539
01-Jan-2540
01-Jan-2541
01-Jan-2542

## PM NURSERY
NABATAT Monthly Preventive Maintenance Plan
PREVENTIVE MAINTENANCE (PM) FOR MONTH OF ( JANUARY 2025 ) | [14 empty] | PLAN PREPARED DATE: | [5 empty] | Service Provider Signature: | [6 empty] | DACO Director Signature:
O&M CONTRACTOR SECTION | [27 empty] | DACO INSPECTOR SECTION
S.NO | System | Sub-System | Equipment Tag Number | Equipment Description | Criticality (High, Medium, Low) | PM Description | Reference check list number | PM Frequency | Work Location |  |  |  |  | Planned Details | [5 empty] | Status | Actual Details | [5 empty] | Remarks | APPROVE | REJECT | REMARKS | INSPECTOR NAME | INSPECTOR SIGNETURE
[9 empty] | FACILITY CODE | FACILITY NAME | LEVEL | ROOM # | ROOM NAME | Planned Manhours (MHrs) | Planned date | No. of Person(s) | Spare Parts required | NOTAM Required | Outage Required |  | Log Number # | Actual Manhours (MHrs) | Actual date | Actual Time | No. of Person(s) | Spare Parts Used
1 | Electrical | Panelboard | 7880 | Panelboard 110/220v | Low | Checking & Monitoring |  | Daily | JCD01 | Headhouse | Available | 1 | Headhouse | 16 | 01-Jan-2025 | 2 | N/A | N/A | N/A | OPEN
2 | Special System | Motor Control | 007882 | Panel Motor Control | Low | Energize, Checking & Monitoring |  | Daily | JCD01 | Headhouse | Available | 1 | Headhouse | 16 | 2025-01-02 | 2 | N/A | N/A | N/A | OPEN
3 | Electrical | Panelboard | 007811 | Panelboard 110/220v | Low | Checking & Monitoring |  | Daily | JCD02 | Unit# 5 | Available | 1 | Green/H #5 | 16 | 2025-01-03 | 2 | N/A | N/A | N/A | OPEN
4 | Special System | Motor Control | 007827 | Panel Motor Control | Low | Energize, Checking & Monitoring |  | Daily | JCD02 | Green/H #5 | Available | 1 | Green/H #5 | 16 | 2025-01-04 | 2 | N/A | N/A | N/A | OPEN
5 | Electrical | Panelboard | 007816 | Panelboard 110/220v | Low | Checking & Monitoring |  | Daily | JCD03 | Unit# 8 | Available | 1 | Green/H #8 | 16 | 2025-01-05 | 2 | N/A | N/A | N/A | OPEN
6 | Special System | Motor Control | 007818 | Panel Motor Control | Low | Energize, Checking & Monitoring |  | Daily | JCD03 | Green/H #8 | Available | 1 | Green/H #8 | 16 | 2025-01-06 | 2 | N/A | N/A | N/A | OPEN
7 | Electrical | Panelboard | 041032 | Panelboard 110/220v | Low | Checking & Monitoring |  | Daily | JCD00 | Greenhouse 11 | Available | 1 | Green/H #11 | 16 | 2025-01-07 | 2 | N/A | N/A | N/A | OPEN
8 | Electro.Mechanical | Exhaust fan | 007358 | Exhaust fan | Low | Quarterly PM |  | Quarterly | JCD01 | Unit# 1 | Available | 1 | Green/H #1 | 8 | 2025-01-08 | 2 | N/A | N/A | N/A | OPEN
9 | Electro.Mechanical | Exhaust fan | 007359 | Exhaust fan | Low | Quarterly PM |  | Quarterly | JCD01 | Unit# 1 | Available | 1 | Green/H #1 | 8 | 2025-01-09 | 2 | N/A | N/A | N/A | OPEN
10 | Electro.Mechanical | Exhaust fan | 007360 | Exhaust fan | Low | Quarterly PM |  | Quarterly | JCD01 | Unit# 1 | Available | 1 | Green/H #1 | 8 | 2025-01-10 | 2 | N/A | N/A | N/A | OPEN
11 | Electrical | Panelboard | 7880 | Panelboard 110/220v | Low | Checking & Monitoring |  | Daily | JCD01 | Headhouse | Available | 1 | Headhouse | 16 | 2025-01-11 | 2 | N/A | N/A | N/A | OPEN
12 | Special System | Motor Control | 007882 | Panel Motor Control | Low | Energize, Checking & Monitoring |  | Daily | JCD01 | Headhouse | Available | 1 | Headhouse | 16 | 2025-01-12 | 2 | N/A | N/A | N/A | OPEN
13 | Electrical | Panelboard | 007811 | Panelboard 110/220v | Low | Checking & Monitoring |  | Daily | JCD02 | Unit# 5 | Available | 1 | Green/H #5 | 16 | 2025-01-13 | 2 | N/A | N/A | N/A | OPEN
14 | Special System | Motor Control | 007827 | Panel Motor Control | Low | Energize, Checking & Monitoring |  | Daily | JCD02 | Green/H #5 | Available | 1 | Green/H #5 | 16 | 2025-01-14 | 2 | N/A | N/A | N/A | OPEN
15 | Electrical | Panelboard | 007816 | Panelboard 110/220v | Low | Checking & Monitoring |  | Daily | JCD03 | Unit# 8 | Available | 1 | Green/H #8 | 16 | 2025-01-15 | 2 | N/A | N/A | N/A | OPEN
16 | Special System | Motor Control | 007818 | Panel Motor Control | Low | Energize, Checking & Monitoring |  | Daily | JCD03 | Green/H #8 | Available | 1 | Green/H #8 | 16 | 2025-01-16 | 2 | N/A | N/A | N/A | OPEN
17 | Electrical | Panelboard | 041032 | Panelboard 110/220v | Low | Checking & Monitoring |  | Daily | JCD00 | Greenhouse 11 | Available | 1 | Green/H #11 | 16 | 2025-01-17 | 2 | N/A | N/A | N/A | OPEN
18 | Electro.Mechanical | Exhaust fan | 007381 | Exhaust fan | Low | Quarterly PM |  | Quarterly | JCD02 | Unit# 5 | Available | 1 | Green/H #5 | 8 | 2025-01-18 | 2 | N/A | N/A | N/A | OPEN
19 | Electro.Mechanical | Exhaust fan | 007382 | Exhaust fan | Low | Quarterly PM |  | Quarterly | JCD02 | Unit# 5 | Available | 1 | Green/H #5 | 8 | 2025-01-19 | 2 | N/A | N/A | N/A | OPEN
20 | Electro.Mechanical | Exhaust fan | 007384 | Exhaust fan | Low | Quarterly PM |  | Quarterly | JCD02 | Unit# 5 | Available | 1 | Green/H #5 | 8 | 2025-01-20 | 2 | N/A | N/A | N/A | OPEN
21 | Electrical | Panelboard | 7880 | Panelboard 110/220v | Low | Checking & Monitoring |  | Daily | JCD01 | Headhouse | Available | 1 | Headhouse | 16 | 2025-01-21 | 2 | N/A | N/A | N/A | OPEN
22 | Special System | Motor Control | 007882 | Panel Motor Control | Low | Energize, Checking & Monitoring |  | Daily | JCD01 | Headhouse | Available | 1 | Headhouse | 16 | 2025-01-22 | 2 | N/A | N/A | N/A | OPEN
23 | Electrical | Panelboard | 007811 | Panelboard 110/220v | Low | Checking & Monitoring |  | Daily | JCD02 | Unit# 5 | Available | 1 | Green/H #5 | 16 | 2025-01-23 | 2 | N/A | N/A | N/A | OPEN
24 | Special System | Motor Control | 007827 | Panel Motor Control | Low | Energize, Checking & Monitoring |  | Daily | JCD02 | Green/H #5 | Available | 1 | Green/H #5 | 16 | 2025-01-24 | 2 | N/A | N/A | N/A | OPEN
25 | Electrical | Panelboard | 007816 | Panelboard 110/220v | Low | Checking & Monitoring |  | Daily | JCD03 | Unit# 8 | Available | 1 | Green/H #8 | 16 | 2025-01-25 | 2 | N/A | N/A | N/A | OPEN
26 | Special System | Motor Control | 007818 | Panel Motor Control | Low | Energize, Checking & Monitoring |  | Daily | JCD03 | Green/H #8 | Available | 1 | Green/H #8 | 16 | 2025-01-26 | 2 | N/A | N/A | N/A | OPEN
27 | Electrical | Panelboard | 041032 | Panelboard 110/220v | Low | Checking & Monitoring |  | Daily | JCD00 | Greenhouse 11 | Available | 1 | Green/H #11 | 16 | 2025-01-27 | 2 | N/A | N/A | N/A | OPEN
28 | Electro.Mechanical | Exhaust fan | 007386 | Exhaust fan | Low | Quarterly PM |  | Quarterly | JCD02 | Unit# 5 | Available | 1 | Green/H #5 | 8 | 2025-01-28 | 2 | N/A | N/A | N/A | OPEN
29 | Electro.Mechanical | Exhaust fan | 007389 | Exhaust fan | Low | Quarterly PM |  | Quarterly | JCD02 | Unit# 5 | Available | 1 | Green/H #5 | 8 | 2025-01-29 | 2 | N/A | N/A | N/A | OPEN
30 | Electro.Mechanical | Exhaust fan | 007390 | Exhaust fan | Low | Quarterly PM |  | Quarterly | JCD02 | Unit# 5 | Available | 1 | Green/H #5 | 8 | 2025-01-30 | 2 | N/A | N/A | N/A | OPEN
31 | Electrical | Panelboard | 7880 | Panelboard 110/220v | Low | Checking & Monitoring |  | Daily | JCD01 | Headhouse | Available | 1 | Headhouse | 16 | 2025-01-31 | 2 | N/A | N/A | N/A | OPEN
32 | Special System | Motor Control | 007882 | Panel Motor Control | Low | Energize, Checking & Monitoring |  | Daily | JCD01 | Headhouse | Available | 1 | Headhouse | 16 | 01-Jan-2025 | 2 | N/A | N/A | N/A | OPEN
33 | Electrical | Panelboard | 007811 | Panelboard 110/220v | Low | Checking & Monitoring |  | Daily | JCD02 | Unit# 5 | Available | 1 | Green/H #5 | 16 | 2025-01-02 | 2 | N/A | N/A | N/A | OPEN
34 | Special System | Motor Control | 007827 | Panel Motor Control | Low | Energize, Checking & Monitoring |  | Daily | JCD02 | Green/H #5 | Available | 1 | Green/H #5 | 16 | 2025-01-03 | 2 | N/A | N/A | N/A | OPEN
35 | Electrical | Panelboard | 007816 | Panelboard 110/220v | Low | Checking & Monitoring |  | Daily | JCD03 | Unit# 8 | Available | 1 | Green/H #8 | 16 | 2025-01-04 | 2 | N/A | N/A | N/A | OPEN
36 | Special System | Motor Control | 007818 | Panel Motor Control | Low | Energize, Checking & Monitoring |  | Daily | JCD03 | Green/H #8 | Available | 1 | Green/H #8 | 16 | 2025-01-05 | 2 | N/A | N/A | N/A | OPEN
37 | Electrical | Panelboard | 041032 | Panelboard 110/220v | Low | Checking & Monitoring |  | Daily | JCD00 | Greenhouse 11 | Available | 1 | Green/H #11 | 16 | 2025-01-06 | 2 | N/A | N/A | N/A | OPEN
38 | Electro.Mechanical | Exhaust fan | 007391 | Exhaust fan | Low | Quarterly PM |  | Quarterly | JCD02 | Unit# 5 | Available | 1 | Green/H #5 | 8 | 2025-01-07 | 2 | N/A | N/A | N/A | OPEN
39 | Electro.Mechanical | Exhaust fan | 007392 | Exhaust fan | Low | Quarterly PM |  | Quarterly | JCD02 | Unit# 6 | Available | 1 | Green/H #6 | 8 | 2025-01-08 | 2 | N/A | N/A | N/A | OPEN
40 | Electro.Mechanical | Exhaust fan | 007394 | Exhaust fan | Low | Quarterly PM |  | Quarterly | JCD02 | Unit# 6 | Available | 1 | Green/H #6 | 8 | 2025-01-09 | 2 | N/A | N/A | N/A | OPEN
41 | Electrical | Panelboard | 7880 | Panelboard 110/220v | Low | Checking & Monitoring |  | Daily | JCD01 | Headhouse | Available | 1 | Headhouse | 16 | 2025-01-10 | 2 | N/A | N/A | N/A | OPEN
42 | Special System | Motor Control | 007882 | Panel Motor Control | Low | Energize, Checking & Monitoring |  | Daily | JCD01 | Headhouse | Available | 1 | Headhouse | 16 | 2025-01-11 | 2 | N/A | N/A | N/A | OPEN
43 | Electrical | Panelboard | 007811 | Panelboard 110/220v | Low | Checking & Monitoring |  | Daily | JCD02 | Unit# 5 | Available | 1 | Green/H #5 | 16 | 2025-01-12 | 2 | N/A | N/A | N/A | OPEN
44 | Special System | Motor Control | 007827 | Panel Motor Control | Low | Energize, Checking & Monitoring |  | Daily | JCD02 | Green/H #5 | Available | 1 | Green/H #5 | 16 | 2025-01-13 | 2 | N/A | N/A | N/A | OPEN
45 | Electrical | Panelboard | 007816 | Panelboard 110/220v | Low | Checking & Monitoring |  | Daily | JCD03 | Unit# 8 | Available | 1 | Green/H #8 | 16 | 2025-01-14 | 2 | N/A | N/A | N/A | OPEN
46 | Special System | Motor Control | 007818 | Panel Motor Control | Low | Energize, Checking & Monitoring |  | Daily | JCD03 | Green/H #8 | Available | 1 | Green/H #8 | 16 | 2025-01-15 | 2 | N/A | N/A | N/A | OPEN
47 | Electrical | Panelboard | 041032 | Panelboard 110/220v | Low | Checking & Monitoring |  | Daily | JCD00 | Greenhouse 11 | Available | 1 | Green/H #11 | 16 | 2025-01-16 | 2 | N/A | N/A | N/A | OPEN
48 | Electro.Mechanical | Exhaust fan | 007393 | Exhaust fan | Low | Quarterly PM |  | Quarterly | JCD02 | Unit# 6 | Available | 1 | Green/H #6 | 8 | 2025-01-17 | 2 | N/A | N/A | N/A | OPEN
49 | Electro.Mechanical | Exhaust fan | 007395 | Exhaust fan | Low | Quarterly PM |  | Quarterly | JCD02 | Unit# 6 | Available | 1 | Green/H #6 | 8 | 2025-01-18 | 2 | N/A | N/A | N/A | OPEN
50 | Electro.Mechanical | Exhaust fan | 007401 | Exhaust fan | Low | Quarterly PM |  | Quarterly | JCD02 | Unit# 6 | Available | 1 | Green/H #6 | 8 | 2025-01-19 | 2 | N/A | N/A | N/A | OPEN
51 | Electrical | Panelboard | 7880 | Panelboard 110/220v | Low | Checking & Monitoring |  | Daily | JCD01 | Headhouse | Available | 1 | Headhouse | 16 | 2025-01-20 | 2 | N/A | N/A | N/A | OPEN
52 | Special System | Motor Control | 007882 | Panel Motor Control | Low | Energize, Checking & Monitoring |  | Daily | JCD01 | Headhouse | Available | 1 | Headhouse | 16 | 2025-01-21 | 2 | N/A | N/A | N/A | OPEN
53 | Electrical | Panelboard | 007811 | Panelboard 110/220v | Low | Checking & Monitoring |  | Daily | JCD02 | Unit# 5 | Available | 1 | Green/H #5 | 16 | 2025-01-22 | 2 | N/A | N/A | N/A | OPEN
54 | Special System | Motor Control | 007827 | Panel Motor Control | Low | Energize, Checking & Monitoring |  | Daily | JCD02 | Green/H #5 | Available | 1 | Green/H #5 | 16 | 2025-01-23 | 2 | N/A | N/A | N/A | OPEN
55 | Electrical | Panelboard | 007816 | Panelboard 110/220v | Low | Checking & Monitoring |  | Daily | JCD03 | Unit# 8 | Available | 1 | Green/H #8 | 16 | 2025-01-24 | 2 | N/A | N/A | N/A | OPEN
56 | Special System | Motor Control | 007818 | Panel Motor Control | Low | Energize, Checking & Monitoring |  | Daily | JCD03 | Green/H #8 | Available | 1 | Green/H #8 | 16 | 2025-01-25 | 2 | N/A | N/A | N/A | OPEN
57 | Electrical | Panelboard | 041032 | Panelboard 110/220v | Low | Checking & Monitoring |  | Daily | JCD00 | Greenhouse 11 | Available | 1 | Green/H #11 | 16 | 2025-01-26 | 2 | N/A | N/A | N/A | OPEN
58 | Electro.Mechanical | Exhaust fan | 007396 | Exhaust fan | Low | Quarterly PM |  | Quarterly | JCD02 | Unit# 6 | Available | 1 | Green/H #6 | 4 | 2025-01-27 | 2 | N/A | N/A | N/A | OPEN
59 | Electro.Mechanical | Exhaust fan | 007397 | Exhaust fan | Low | Quarterly PM |  | Quarterly | JCD02 | Unit# 6 | Available | 1 | Green/H #6 | 4 | 2025-01-28 | 2 | N/A | N/A | N/A | OPEN
60 | Electrical | Panelboard | 7880 | Panelboard 110/220v | Low | Checking & Monitoring |  | Daily | JCD01 | Headhouse | Available | 1 | Headhouse | 16 | 2025-01-29 | 2 | N/A | N/A | N/A | OPEN
61 | Special System | Motor Control | 007882 | Panel Motor Control | Low | Energize, Checking & Monitoring |  | Daily | JCD01 | Headhouse | Available | 1 | Headhouse | 16 | 2025-01-30 | 2 | N/A | N/A | N/A | OPEN
62 | Electrical | Panelboard | 007811 | Panelboard 110/220v | Low | Checking & Monitoring |  | Daily | JCD02 | Unit# 5 | Available | 1 | Green/H #5 | 16 | 2025-01-31 | 2 | N/A | N/A | N/A | OPEN
63 | Special System | Motor Control | 007827 | Panel Motor Control | Low | Energize, Checking & Monitoring |  | Daily | JCD02 | Green/H #5 | Available | 1 | Green/H #5 | 16 | 01-Jan-2025 | 2 | N/A | N/A | N/A | OPEN
64 | Electrical | Panelboard | 007816 | Panelboard 110/220v | Low | Checking & Monitoring |  | Daily | JCD03 | Unit# 8 | Available | 1 | Green/H #8 | 16 | 2025-01-02 | 2 | N/A | N/A | N/A | OPEN
65 | Special System | Motor Control | 007818 | Panel Motor Control | Low | Energize, Checking & Monitoring |  | Daily | JCD03 | Green/H #8 | Available | 1 | Green/H #8 | 16 | 2025-01-03 | 2 | N/A | N/A | N/A | OPEN
66 | Electrical | Panelboard | 041032 | Panelboard 110/220v | Low | Checking & Monitoring |  | Daily | JCD00 | Greenhouse 11 | Available | 1 | Green/H #11 | 16 | 2025-01-04 | 2 | N/A | N/A | N/A | OPEN
67 | Electrical | Panelboard | 7880 | Panelboard 110/220v | Low | Checking & Monitoring |  | Daily | JCD01 | Headhouse | Available | 1 | Headhouse | 16 | 2025-01-05 | 2 | N/A | N/A | N/A | OPEN
68 | Special System | Motor Control | 007882 | Panel Motor Control | Low | Energize, Checking & Monitoring |  | Daily | JCD01 | Headhouse | Available | 1 | Headhouse | 16 | 2025-01-06 | 2 | N/A | N/A | N/A | OPEN
69 | Electrical | Panelboard | 007811 | Panelboard 110/220v | Low | Checking & Monitoring |  | Daily | JCD02 | Unit# 5 | Available | 1 | Green/H #5 | 16 | 2025-01-07 | 2 | N/A | N/A | N/A | OPEN
70 | Special System | Motor Control | 007827 | Panel Motor Control | Low | Energize, Checking & Monitoring |  | Daily | JCD02 | Green/H #5 | Available | 1 | Green/H #5 | 16 | 2025-01-08 | 2 | N/A | N/A | N/A | OPEN
71 | Electrical | Panelboard | 007816 | Panelboard 110/220v | Low | Checking & Monitoring |  | Daily | JCD03 | Unit# 8 | Available | 1 | Green/H #8 | 16 | 2025-01-09 | 2 | N/A | N/A | N/A | OPEN
72 | Special System | Motor Control | 007818 | Panel Motor Control | Low | Energize, Checking & Monitoring |  | Daily | JCD03 | Green/H #8 | Available | 1 | Green/H #8 | 16 | 2025-01-10 | 2 | N/A | N/A | N/A | OPEN
73 | Electrical | Panelboard | 041032 | Panelboard 110/220v | Low | Checking & Monitoring |  | Daily | JCD00 | Greenhouse 11 | Available | 1 | Green/H #11 | 16 | 2025-01-11 | 2 | N/A | N/A | N/A | OPEN
74 | Electro.Mechanical | Exhaust fan | 007399 | Exhaust fan | Low | Quarterly PM |  | Quarterly | JCD02 | Unit# 6 | Available | 1 | Green/H #6 | 12 | 2025-01-12 | 3 | N/A | N/A | N/A | OPEN
75 | Electro.Mechanical | Exhaust fan | 007400 | Exhaust fan | Low | Quarterly PM |  | Quarterly | JCD02 | Unit# 6 | Available | 1 | Green/H #6 | 12 | 2025-01-13 | 3 | N/A | N/A | N/A | OPEN
76 | Electro.Mechanical | Exhaust fan | 007402 | Exhaust fan | Low | Quarterly PM |  | Quarterly | JCD02 | Unit# 6 | Available | 1 | Green/H #6 | 12 | 2025-01-14 | 3 | N/A | N/A | N/A | OPEN
77 | Electro.Mechanical | Controller | 007847 | Panel Mist Control | Low | Monthly PM |  | Monthly | JCD01 | Green.H #1 | Available | 1 | Green.H #1 | 12 | 2025-01-15 | 3 | N/A | N/A | N/A | OPEN
78 | Electro.Mechanical | Controller | 007848 | Panel Mist Control | Low | Monthly PM |  | Monthly | JCD01 | Green.H #1 | Available | 1 | Green.H #1 | 12 | 2025-01-16 | 3 | N/A | N/A | N/A | OPEN
79 | Electro.Mechanical | Controller | 007842 | Panel Mist Control | Low | Monthly PM |  | Monthly | JCD01 | Green/H #2 | Available | 1 | Green/H #2 | 12 | 2025-01-17 | 3 | N/A | N/A | N/A | OPEN
80 | Electro.Mechanical | Controller | 007843 | Panel Mist Control | Low | Monthly PM |  | Monthly | JCD01 | Green/H #2 | Available | 1 | Green/H #2 | 12 | 2025-01-18 | 3 | N/A | N/A | N/A | OPEN
81 | Electro.Mechanical | Controller | 007841 | Panel Envrnmentl Ctl. | Low | Monthly PM |  | Monthly | JCD01 | Unit# 2 | Available | 1 | Unit# 2 | 12 | 2025-01-19 | 3 | N/A | N/A | N/A | OPEN
82 | Electrical | Panelboard | 7880 | Panelboard 110/220v | Low | Checking & Monitoring |  | Daily | JCD01 | Headhouse | Available | 1 | Headhouse | 16 | 2025-01-20 | 2 | N/A | N/A | N/A | OPEN
83 | Special System | Motor Control | 007882 | Panel Motor Control | Low | Energize, Checking & Monitoring |  | Daily | JCD01 | Headhouse | Available | 1 | Headhouse | 16 | 2025-01-21 | 2 | N/A | N/A | N/A | OPEN
84 | Electrical | Panelboard | 007811 | Panelboard 110/220v | Low | Checking & Monitoring |  | Daily | JCD02 | Unit# 5 | Available | 1 | Unit# 5 | 16 | 2025-01-22 | 2 | N/A | N/A | N/A | OPEN
85 | Special System | Motor Control | 007827 | Panel Motor Control | Low | Energize, Checking & Monitoring |  | Daily | JCD02 | Green/H #5 | Available | 1 | Greenhouse 5 | 16 | 2025-01-23 | 2 | N/A | N/A | N/A | OPEN
86 | Electrical | Panelboard | 007816 | Panelboard 110/220v | Low | Checking & Monitoring |  | Daily | JCD03 | Unit# 6 | Available | 1 | Unit# 6 | 16 | 2025-01-24 | 2 | N/A | N/A | N/A | OPEN
87 | Special System | Motor Control | 007818 | Panel Motor Control | Low | Energize, Checking & Monitoring |  | Daily | JCD03 | Green/H #8 | Available | 1 | Greenhouse 8 | 16 | 2025-01-25 | 2 | N/A | N/A | N/A | OPEN
88 | Electrical | Panelboard | 041032 | Panelboard 110/220v | Low | Checking & Monitoring |  | Daily | JCD00 | Nursery | Available | 1 | Greenhouse 11 | 16 | 2025-01-26 | 2 | N/A | N/A | N/A | OPEN
89 | Electro.Mechanical | Controller | 007836 | Panel Mist Control | Low | Monthly PM |  | Monthly | JCD01 | Green.H #3 | Available | 1 | Green.H #3 | 12 | 2025-01-27 | 3 | N/A | N/A | N/A | OPEN
90 | Electro.Mechanical | Controller | 007831 | Panel Envrnmentl CTL. | Low | Monthly PM |  | Monthly | JCD01 | Unit #4 | Available | 1 | Unit #4 | 12 | 2025-01-28 | 3 | N/A | N/A | N/A | OPEN
91 | Electro.Mechanical | Panelboard | 007829 | Panel black colth | Low | Monthly PM |  | Monthly | JCD02 | Unit #5 | Available | 1 | Unit #5 | 12 | 2025-01-29 | 3 | N/A | N/A | N/A | OPEN
92 | Electro.Mechanical | Panelboard | 008601 | Panel black colth | Low | Monthly PM |  | Monthly | JCD02 | Unit #5 | Available | 1 | Unit #5 | 12 | 2025-01-30 | 3 | N/A | N/A | N/A | OPEN
93 | Electro.Mechanical | Controller | 007827 | Panel motor controller | Low | Monthly PM |  | Monthly | JCD02 | Green/H #5 | Available | 1 | Green/H #5 | 12 | 2025-01-31 | 3 | N/A | N/A | N/A | OPEN
94 | Electro.Mechanical | Exhaust fan | 007403 | Exhaust fan | Low | Quarterly PM |  | Quarterly | JCD02 | Unit# 7 | Available | 1 | Green/H #7 | 12 | 01-Jan-2025 | 3 | N/A | N/A | N/A | OPEN
95 | Electro.Mechanical | Exhaust fan | 007404 | Exhaust fan | Low | Quarterly PM |  | Quarterly | JCD02 | Unit# 7 | Available | 1 | Green/H #7 | 12 | 2025-01-02 | 3 | N/A | N/A | N/A | OPEN
96 | Electro.Mechanical | Exhaust fan | 007405 | Exhaust fan | Low | Quarterly PM |  | Quarterly | JCD02 | Unit# 7 | Available | 1 | Green/H #7 | 12 | 2025-01-03 | 3 | N/A | N/A | N/A | OPEN
97 | Electrical | Panelboard | 7880 | Panelboard 110/220v | Low | Checking & Monitoring |  | Daily | JCD01 | Headhouse | Available | 1 | Headhouse | 16 | 2025-01-04 | 2 | N/A | N/A | N/A | OPEN
98 | Special System | Motor Control | 007882 | Panel Motor Control | Low | Energize, Checking & Monitoring |  | Daily | JCD01 | Headhouse | Available | 1 | Headhouse | 16 | 2025-01-05 | 2 | N/A | N/A | N/A | OPEN
99 | Electrical | Panelboard | 007811 | Panelboard 110/220v | Low | Checking & Monitoring |  | Daily | JCD02 | Unit# 5 | Available | 1 | Unit# 5 | 16 | 2025-01-06 | 2 | N/A | N/A | N/A | OPEN
100 | Special System | Motor Control | 007827 | Panel Motor Control | Low | Energize, Checking & Monitoring |  | Daily | JCD02 | Green/H #5 | Available | 1 | Greenhouse 5 | 16 | 2025-01-07 | 2 | N/A | N/A | N/A | OPEN
101 | Electrical | Panelboard | 007816 | Panelboard 110/220v | Low | Checking & Monitoring |  | Daily | JCD03 | Unit# 6 | Available | 1 | Unit# 6 | 16 | 2025-01-08 | 2 | N/A | N/A | N/A | OPEN
102 | Special System | Motor Control | 007818 | Panel Motor Control | Low | Energize, Checking & Monitoring |  | Daily | JCD03 | Green/H #8 | Available | 1 | Greenhouse 8 | 16 | 2025-01-09 | 2 | N/A | N/A | N/A | OPEN
103 | Electrical | Panelboard | 041032 | Panelboard 110/220v | Low | Checking & Monitoring |  | Daily | JCD00 | Nursery | Available | 1 | Greenhouse 11 | 16 | 2025-01-10 | 2 | N/A | N/A | N/A | OPEN
104 | Electro.Mechanical | Exhaust fan | 007406 | Exhaust fan | Low | Quarterly PM |  | Quarterly | JCD02 | Unit# 7 | Available | 1 | Green/H #7 | 12 | 2025-01-11 | 3 | N/A | N/A | N/A | OPEN
105 | Electro.Mechanical | Exhaust fan | 007407 | Exhaust fan | Low | Quarterly PM |  | Quarterly | JCD02 | Unit# 7 | Available | 1 | Green/H #7 | 12 | 2025-01-12 | 3 | N/A | N/A | N/A | OPEN
106 | Electro.Mechanical | Exhaust fan | 007408 | Exhaust fan | Low | Quarterly PM |  | Quarterly | JCD02 | Unit# 7 | Available | 1 | Green/H #7 | 12 | 2025-01-13 | 3 | N/A | N/A | N/A | OPEN
107 | Special System | Panelboard | 007828 | Panel Envrnmentl CTL. | Low | Monthly PM |  | Monthly | JCD02 | Unit # 5 | Available | 1 | Unit # 5 | 12 | 2025-01-14 | 3 | N/A | N/A | N/A | OPEN
108 | Special System | Panelboard | 007824 | Panel Black cloth Controller | Low | Monthly PM |  | Monthly | JCD02 | Unit # 6 | Available | 1 | Unit # 6 | 12 | 2025-01-15 | 3 | N/A | N/A | N/A | OPEN
109 | Special System | Panelboard | 007826 | Panel Black cloth Controller | Low | Monthly PM |  | Monthly | JCD02 | Unit # 6 | Available | 1 | Unit # 6 | 12 | 2025-01-16 | 3 | N/A | N/A | N/A | OPEN
110 | Special System | Panelboard | 007825 | Panel Envrnmentl CTL. | Low | Monthly PM |  | Monthly | JCD02 | Unit # 6 | Available | 1 | Unit # 6 | 12 | 2025-01-17 | 3 | N/A | N/A | N/A | OPEN
111 | Special System | Panelboard | 007822 | Panel Envrnmentl CTL. | Low | Monthly PM |  | Monthly | JCD02 | Unit # 7 | Available | 1 | Unit # 6 | 12 | 2025-01-18 | 3 | N/A | N/A | N/A | OPEN
112 | Electrical | Panelboard | 7880 | Panelboard 110/220v | Low | Checking & Monitoring |  | Daily | JCD01 | Headhouse | Available | 1 | Headhouse | 16 | 2025-01-19 | 2 | N/A | N/A | N/A | OPEN
113 | Special System | Motor Control | 007882 | Panel Motor Control | Low | Energize, Checking & Monitoring |  | Daily | JCD01 | Headhouse | Available | 1 | Headhouse | 16 | 2025-01-20 | 2 | N/A | N/A | N/A | OPEN
114 | Electrical | Panelboard | 007811 | Panelboard 110/220v | Low | Checking & Monitoring |  | Daily | JCD02 | Unit# 5 | Available | 1 | Unit# 5 | 16 | 2025-01-21 | 2 | N/A | N/A | N/A | OPEN
115 | Special System | Motor Control | 007827 | Panel Motor Control | Low | Energize, Checking & Monitoring |  | Daily | JCD02 | Green/H #5 | Available | 1 | Greenhouse 5 | 16 | 2025-01-22 | 2 | N/A | N/A | N/A | OPEN
116 | Electrical | Panelboard | 007816 | Panelboard 110/220v | Low | Checking & Monitoring |  | Daily | JCD03 | Unit# 6 | Available | 1 | Unit# 6 | 16 | 2025-01-23 | 2 | N/A | N/A | N/A | OPEN
117 | Special System | Motor Control | 007818 | Panel Motor Control | Low | Energize, Checking & Monitoring |  | Daily | JCD03 | Green/H #8 | Available | 1 | Greenhouse 8 | 16 | 2025-01-24 | 2 | N/A | N/A | N/A | OPEN
118 | Electrical | Panelboard | 041032 | Panelboard 110/220v | Low | Checking & Monitoring |  | Daily | JCD00 | Nursery | Available | 1 | Greenhouse 11 | 16 | 2025-01-25 | 2 | N/A | N/A | N/A | OPEN
119 | Electro.Mechanical | Exhaust fan | 007410 | Exhaust fan | Low | Quarterly PM |  | Quarterly | JCD02 | Unit# 7 | Available | 1 | Green/H #7 | 12 | 2025-01-26 | 3 | N/A | N/A | N/A | OPEN
120 | Electro.Mechanical | Exhaust fan | 007411 | Exhaust fan | Low | Quarterly PM |  | Quarterly | JCD02 | Unit# 7 | Available | 1 | Green/H #7 | 12 | 2025-01-27 | 3 | N/A | N/A | N/A | OPEN
121 | Electro.Mechanical | Exhaust fan | 007412 | Exhaust fan | Low | Quarterly PM |  | Quarterly | JCD02 | Unit# 7 | Available | 1 | Green/H #7 | 12 | 2025-01-28 | 3 | N/A | N/A | N/A | OPEN
122 | Electro.Mechanical | Irrigation contrller | 007819 | Panel Envrnmentl CTL. | Low | Monthly PM |  | Monthly | JCD03 | Unit #8 | Available | 1 | Unit #8 | 12 | 2025-01-29 | 3 | N/A | N/A | N/A | OPEN
123 | Electro.Mechanical | Irrigation contrller | 007814 | Panel Envrnmentl CTL. | Low | Monthly PM |  | Monthly | JCD03 | Unit #9 | Available | 1 | Unit #9 | 12 | 2025-01-30 | 3 | N/A | N/A | N/A | OPEN
124 | Electro.Mechanical | Irrigation contrller | 007813 | Panel Envrnmentl CTL. | Low | Monthly PM |  | Monthly | JCD01 | Unit #10 | Available | 1 | Unit #10 | 12 | 2025-01-31 | 3 | N/A | N/A | N/A | OPEN
125 | Electro.Mechanical | sump pump | 007920 | Sump pump (unit# 1) | Low | Monthly PM |  | Monthly | JCD01 | Unit #1 | Available | 1 | Unit #1 | 12 | 01-Jan-2025 | 3 | N/A | N/A | N/A | OPEN
126 | Electro.Mechanical | sump pump | 007922 | Sump pump (unit# 2) | Low | Monthly PM |  | Monthly | JCD01 | Unit #2 | Available | 1 | Unit #2 | 12 | 2025-01-02 | 3 | N/A | N/A | N/A | OPEN
127 | Electrical | Panelboard | 7880 | Panelboard 110/220v | Low | Checking & Monitoring |  | Daily | JCD01 | Headhouse | Available | 1 | Headhouse | 16 | 2025-01-03 | 2 | N/A | N/A | N/A | OPEN
128 | Special System | Motor Control | 007882 | Panel Motor Control | Low | Energize, Checking & Monitoring |  | Daily | JCD01 | Headhouse | Available | 1 | Headhouse | 16 | 2025-01-04 | 2 | N/A | N/A | N/A | OPEN
129 | Electrical | Panelboard | 007811 | Panelboard 110/220v | Low | Checking & Monitoring |  | Daily | JCD02 | Unit# 5 | Available | 1 | Unit# 5 | 16 | 2025-01-05 | 2 | N/A | N/A | N/A | OPEN
130 | Special System | Motor Control | 007827 | Panel Motor Control | Low | Energize, Checking & Monitoring |  | Daily | JCD02 | Green/H #5 | Available | 1 | Greenhouse 5 | 16 | 2025-01-06 | 2 | N/A | N/A | N/A | OPEN
131 | Electrical | Panelboard | 007816 | Panelboard 110/220v | Low | Checking & Monitoring |  | Daily | JCD03 | Unit# 6 | Available | 1 | Unit# 6 | 16 | 2025-01-07 | 2 | N/A | N/A | N/A | OPEN
132 | Special System | Motor Control | 007818 | Panel Motor Control | Low | Energize, Checking & Monitoring |  | Daily | JCD03 | Green/H #8 | Available | 1 | Greenhouse 8 | 16 | 2025-01-08 | 2 | N/A | N/A | N/A | OPEN
133 | Electrical | Panelboard | 041032 | Panelboard 110/220v | Low | Checking & Monitoring |  | Daily | JCD00 | Nursery | Available | 1 | Greenhouse 11 | 16 | 2025-01-09 | 2 | N/A | N/A | N/A | OPEN
134 | Electro.Mechanical | Exhaust fan | 007413 | Exhaust fan | Low | Quarterly PM |  | Quarterly | JCD02 | Unit# 7 | Available | 1 | Green/H #7 | 12 | 2025-01-10 | 3 | N/A | N/A | N/A | OPEN
135 | Electro.Mechanical | Exhaust fan | 007436 | Exhaust fan | Low | Quarterly PM |  | Quarterly | JCD02 | Unit# 10 | Available | 1 | Green/H #10 | 12 | 2025-01-11 | 3 | N/A | N/A | N/A | OPEN
136 | Electro.Mechanical | Exhaust fan | 007437 | Exhaust fan | Low | Quarterly PM |  | Quarterly | JCD02 | Unit# 10 | Available | 1 | Green/H #10 | 12 | 2025-01-12 | 3 | N/A | N/A | N/A | OPEN
137 | Electro.Mechanical | Panelboard | 007832 | Panel Irrigation ctl (Unit #4) | Low | Monthly PM |  | Monthly | JCD01 | Unit #4 | Available | 1 | Unit #4 | 12 | 2025-01-13 | 3 | N/A | N/A | N/A | OPEN
138 | Electro.Mechanical | sump pump | 007926 | Sump pump (unit# 4) | Low | Monthly PM |  | Monthly | JCD01 | Unit #4 | Available | 1 | Unit #4 | 12 | 2025-01-14 | 3 | N/A | N/A | N/A | OPEN
139 | Special System | Motor Control | 007882 | Panel Motor Control | Low | Monthly PM |  | Monthly | JCD01 | Headhouse | Available | 1 | Headhouse | 12 | 2025-01-15 | 3 | N/A | N/A | N/A | OPEN
140 | Electro.Mechanical | Controller | 007830 | Panel Irrigation ctl (Unit #5) | Low | Monthly PM |  | Monthly | JCD02 | Unit #5 | Available | 1 | Unit #5 | 12 | 2025-01-16 | 3 | N/A | N/A | N/A | OPEN
141 | Electro.Mechanical | sump pump | 007928 | Sump pump (unit# 5) | Low | Monthly PM |  | Monthly | JCD02 | Unit #5 | Available | 1 | Unit #5 | 12 | 2025-01-17 | 3 | N/A | N/A | N/A | OPEN
142 | Electrical | Panelboard | 7880 | Panelboard 110/220v | Low | Checking & Monitoring |  | Daily | JCD01 | Headhouse | Available | 1 | Headhouse | 16 | 2025-01-18 | 2 | N/A | N/A | N/A | OPEN
143 | Special System | Motor Control | 007882 | Panel Motor Control | Low | Energize, Checking & Monitoring |  | Daily | JCD01 | Headhouse | Available | 1 | Headhouse | 16 | 2025-01-19 | 2 | N/A | N/A | N/A | OPEN
144 | Electrical | Panelboard | 007811 | Panelboard 110/220v | Low | Checking & Monitoring |  | Daily | JCD02 | Unit# 5 | Available | 1 | Unit# 5 | 16 | 2025-01-20 | 2 | N/A | N/A | N/A | OPEN
145 | Special System | Motor Control | 007827 | Panel Motor Control | Low | Energize, Checking & Monitoring |  | Daily | JCD02 | Green/H #5 | Available | 1 | Greenhouse 5 | 16 | 2025-01-21 | 2 | N/A | N/A | N/A | OPEN
146 | Electrical | Panelboard | 007816 | Panelboard 110/220v | Low | Checking & Monitoring |  | Daily | JCD03 | Unit# 6 | Available | 1 | Unit# 6 | 16 | 2025-01-22 | 2 | N/A | N/A | N/A | OPEN
147 | Special System | Motor Control | 007818 | Panel Motor Control | Low | Energize, Checking & Monitoring |  | Daily | JCD03 | Green/H #8 | Available | 1 | Greenhouse 8 | 16 | 2025-01-23 | 2 | N/A | N/A | N/A | OPEN
148 | Electrical | Panelboard | 041032 | Panelboard 110/220v | Low | Checking & Monitoring |  | Daily | JCD00 | Nursery | Available | 1 | Greenhouse 11 | 16 | 2025-01-24 | 2 | N/A | N/A | N/A | OPEN
149 | Electrical | Panelboard | 7880 | Panelboard 110/220v | Low | Checking & Monitoring |  | Daily | JCD01 | Headhouse | Available | 1 | Headhouse | 16 | 2025-01-25 | 2 | N/A | N/A | N/A | OPEN
150 | Special System | Motor Control | 007882 | Panel Motor Control | Low | Energize, Checking & Monitoring |  | Daily | JCD01 | Headhouse | Available | 1 | Headhouse | 16 | 2025-01-26 | 2 | N/A | N/A | N/A | OPEN
151 | Electrical | Panelboard | 007811 | Panelboard 110/220v | Low | Checking & Monitoring |  | Daily | JCD02 | Unit# 5 | Available | 1 | Unit# 5 | 16 | 2025-01-27 | 2 | N/A | N/A | N/A | OPEN
152 | Special System | Motor Control | 007827 | Panel Motor Control | Low | Energize, Checking & Monitoring |  | Daily | JCD02 | Green/H #5 | Available | 1 | Greenhouse 5 | 16 | 2025-01-28 | 2 | N/A | N/A | N/A | OPEN
153 | Electrical | Panelboard | 007816 | Panelboard 110/220v | Low | Checking & Monitoring |  | Daily | JCD03 | Unit# 6 | Available | 1 | Unit# 6 | 16 | 2025-01-29 | 2 | N/A | N/A | N/A | OPEN
154 | Special System | Motor Control | 007818 | Panel Motor Control | Low | Energize, Checking & Monitoring |  | Daily | JCD03 | Green/H #8 | Available | 1 | Greenhouse 8 | 16 | 2025-01-30 | 2 | N/A | N/A | N/A | OPEN
155 | Electrical | Panelboard | 041032 | Panelboard 110/220v | Low | Checking & Monitoring |  | Daily | JCD00 | Nursery | Available | 1 | Greenhouse 11 | 16 | 2025-01-31 | 2 | N/A | N/A | N/A | OPEN
156 | Electro.Mechanical | Exhaust fan | 007438 | Exhaust fan | Low | Quarterly PM |  | Quarterly | JCD03 | Unit# 10 | Available | 1 | Green/H #10 | 12 | 01-Jan-2025 | 3 | N/A | N/A | N/A | OPEN
157 | Electro.Mechanical | Exhaust fan | 007439 | Exhaust fan | Low | Quarterly PM |  | Quarterly | JCD03 | Unit# 10 | Available | 1 | Green/H #10 | 12 | 2025-01-02 | 3 | N/A | N/A | N/A | OPEN
158 | Electro.Mechanical | Exhaust fan | 007440 | Exhaust fan | Low | Quarterly PM |  | Quarterly | JCD03 | Unit# 10 | Available | 1 | Green/H #10 | 12 | 2025-01-03 | 3 | N/A | N/A | N/A | OPEN
159 | Electro.Mechanical | sump pump | 007933 | Sump pump (unit# 6) | Low | Monthly PM |  | Monthly | JCD02 | Unit #6 | Available | 1 | Unit #6 | 12 | 2025-01-04 | 3 | N/A | N/A | N/A | OPEN
160 | Electro.Mechanical | sump pump | 007937 | Sump pump (unit# 7) | Low | Monthly PM |  | Monthly | JCD02 | Unit #7 | Available | 1 | Unit #7 | 12 | 2025-01-05 | 3 | N/A | N/A | N/A | OPEN
161 | Electro.Mechanical | Controller | 007820 | Panel Irrigation ctl (Unit #8) | Low | Monthly PM |  | Monthly | JCD03 | Unit #8 | Available | 1 | Unit #8 | 12 | 2025-01-06 | 3 | N/A | N/A | N/A | OPEN
162 | Special System | Motor Control | 007818 | Panel Motor Control | Low | Monthly PM |  | Monthly | JCD03 | Green/H #8 | Available | 1 | Greenhouse 8 | 12 | 2025-01-07 | 3 | N/A | N/A | N/A | OPEN
163 | Electro.Mechanical | Pump Sump | 007941 | Sump pump (unit# 8) | Low | Monthly PM |  | Monthly | JCD03 | Unit #8 | Available | 1 | Unit #8 | 12 | 2025-01-08 | 3 | N/A | N/A | N/A | OPEN
164 | Electrical | Panelboard | 7880 | Panelboard 110/220v | Low | Checking & Monitoring |  | Daily | JCD01 | Headhouse | Available | 1 | Headhouse | 16 | 2025-01-09 | 2 | N/A | N/A | N/A | OPEN
165 | Special System | Motor Control | 007882 | Panel Motor Control | Low | Energize, Checking & Monitoring |  | Daily | JCD01 | Headhouse | Available | 1 | Headhouse | 16 | 2025-01-10 | 2 | N/A | N/A | N/A | OPEN
166 | Electrical | Panelboard | 007811 | Panelboard 110/220v | Low | Checking & Monitoring |  | Daily | JCD02 | Unit# 5 | Available | 1 | Unit# 5 | 16 | 2025-01-11 | 2 | N/A | N/A | N/A | OPEN
167 | Special System | Motor Control | 007827 | Panel Motor Control | Low | Energize, Checking & Monitoring |  | Daily | JCD02 | Green/H #5 | Available | 1 | Greenhouse 5 | 16 | 2025-01-12 | 2 | N/A | N/A | N/A | OPEN
168 | Electrical | Panelboard | 007816 | Panelboard 110/220v | Low | Checking & Monitoring |  | Daily | JCD03 | Unit# 6 | Available | 1 | Unit# 6 | 16 | 2025-01-13 | 2 | N/A | N/A | N/A | OPEN
169 | Special System | Motor Control | 007818 | Panel Motor Control | Low | Energize, Checking & Monitoring |  | Daily | JCD03 | Green/H #8 | Available | 1 | Greenhouse 8 | 16 | 2025-01-14 | 2 | N/A | N/A | N/A | OPEN
170 | Electrical | Panelboard | 041032 | Panelboard 110/220v | Low | Checking & Monitoring |  | Daily | JCD00 | Nursery | Available | 1 | Greenhouse 11 | 16 | 2025-01-15 | 2 | N/A | N/A | N/A | OPEN
171 | Electro.Mechanical | Exhaust fan | 007441 | Exhaust fan | Low | Quarterly PM |  | Quarterly | JCD03 | Unit# 10 | Available | 1 | Green/H #10 | 12 | 2025-01-16 | 3 | N/A | N/A | N/A | OPEN
172 | Electro.Mechanical | Exhaust fan | 007443 | Exhaust fan | Low | Quarterly PM |  | Quarterly | JCD03 | Unit# 10 | Available | 1 | Green/H #10 | 12 | 2025-01-17 | 3 | N/A | N/A | N/A | OPEN
173 | Electro.Mechanical | Exhaust fan | 007444 | Exhaust fan | Low | Quarterly PM |  | Quarterly | JCD03 | Unit# 10 | Available | 1 | Green/H #10 | 12 | 2025-01-18 | 3 | N/A | N/A | N/A | OPEN
174 | Electro.Mechanical | Pump Sump | 007943 | Sump pump (unit# 9) | Low | Monthly PM |  | Monthly | JCD03 | Unit #9 | Available | 1 | Unit #9 | 12 | 2025-01-19 | 3 | N/A | N/A | N/A | OPEN
175 | Electro.Mechanical | Pump Sump | 007945 | Sump pump (unit# 10) | Low | Monthly PM |  | Monthly | JCD03 | Unit #10 | Available | 1 | Unit #10 | 12 | 2025-01-20 | 3 | N/A | N/A | N/A | OPEN
176 | Electro.Mechanical | Pump Sump | N/A | Sump pump | Low | Monthly PM |  | Monthly | N/A | Green/H 11 | Available | 1 | Green/H 11 | 12 | 2025-01-21 | 3 | N/A | N/A | N/A | OPEN
177 | Electro.Mechanical | Pump Sump | 008643 | Panel Irrigation control (outside) | Low | Monthly PM |  | Monthly | JCD00 | Outside | Available | 1 | Outside | 12 | 2025-01-22 | 3 | N/A | N/A | N/A | OPEN
178 | Electro.Mechanical | Controller | 008644 | Panel Irrigation ctl (Outside) | Low | Monthly PM |  | Monthly | JCD00 | Outside | Available | 1 | Outside | 12 | 2025-01-23 | 3 | N/A | N/A | N/A | OPEN
179 | Electrical | Panelboard | 7880 | Panelboard 110/220v | Low | Checking & Monitoring |  | Daily | JCD01 | Headhouse | Available | 1 | Headhouse | 16 | 2025-01-24 | 2 | N/A | N/A | N/A | OPEN
180 | Special System | Motor Control | 007882 | Panel Motor Control | Low | Energize, Checking & Monitoring |  | Daily | JCD01 | Headhouse | Available | 1 | Headhouse | 16 | 2025-01-25 | 2 | N/A | N/A | N/A | OPEN
181 | Electrical | Panelboard | 007811 | Panelboard 110/220v | Low | Checking & Monitoring |  | Daily | JCD02 | Unit# 5 | Available | 1 | Unit# 5 | 16 | 2025-01-26 | 2 | N/A | N/A | N/A | OPEN
182 | Special System | Motor Control | 007827 | Panel Motor Control | Low | Energize, Checking & Monitoring |  | Daily | JCD02 | Green/H #5 | Available | 1 | Greenhouse 5 | 16 | 2025-01-27 | 2 | N/A | N/A | N/A | OPEN
183 | Electrical | Panelboard | 007816 | Panelboard 110/220v | Low | Checking & Monitoring |  | Daily | JCD03 | Unit# 6 | Available | 1 | Unit# 6 | 16 | 2025-01-28 | 2 | N/A | N/A | N/A | OPEN
184 | Special System | Motor Control | 007818 | Panel Motor Control | Low | Energize, Checking & Monitoring |  | Daily | JCD03 | Green/H #8 | Available | 1 | Greenhouse 8 | 16 | 2025-01-29 | 2 | N/A | N/A | N/A | OPEN
185 | Electrical | Panelboard | 041032 | Panelboard 110/220v | Low | Checking & Monitoring |  | Daily | JCD00 | Nursery | Available | 1 | Greenhouse 11 | 16 | 2025-01-30 | 2 | N/A | N/A | N/A | OPEN
186 | Electro.Mechanical | Exhaust fan | 007435 | Exhaust fan | Low | Quarterly PM |  | Quarterly | JCD03 | Unit# 9 | Available | 1 | Green/H #9 | 12 | 2025-01-31 | 3 | N/A | N/A | N/A | OPEN
187 | Electro.Mechanical | Exhaust fan | 007446 | Exhaust fan | Low | Quarterly PM |  | Quarterly | JCD03 | Unit# 10 | Available | 1 | Green/H #10 | 12 | 01-Jan-2025 | 3 | N/A | N/A | N/A | OPEN
188 | Electro.Mechanical | Exhaust fan | 007445 | Exhaust fan | Low | Quarterly PM |  | Quarterly | JCD03 | Unit# 10 | Available | 1 | Green/H #10 | 12 | 2025-01-02 | 3 | N/A | N/A | N/A | OPEN
189 | Electro.Mechanical | Controller | 008639 | Panel Irrigation ctl (Outside) | Low | Monthly PM |  | Monthly | JCD03 | Outside | Available | 1 | Outside | 12 | 2025-01-03 | 3 | N/A | N/A | N/A | OPEN
190 | Electro.Mechanical | Controller | 008637 | Panel Irrigation ctl (Outside) | Low | Monthly PM |  | Monthly | JCD03 | Outside | Available | 1 | Outside | 12 | 2025-01-04 | 3 | N/A | N/A | N/A | OPEN
191 | Electro.Mechanical | sump pump | 007942 | Sump pump (unit# 3) | Low | Monthly PM |  | Monthly | JCD01 | Unit #3 | Available | 1 | Unit #5 | 12 | 2025-01-05 | 3 | N/A | N/A | N/A | OPEN
192 | Electro.Mechanical | Pump Sump | 008642 | Panel Irrigation control (outside) | Low | Monthly PM |  | Monthly | JCD00 | Outside | Available | 1 | Outside | 12 | 2025-01-06 | 3 | N/A | N/A | N/A | OPEN
193 | Electrical | Panelboard | 7880 | Panelboard 110/220v | Low | Checking & Monitoring |  | Daily | JCD01 | Headhouse | Available | 1 | Headhouse | 16 | 2025-01-07 | 2 | N/A | N/A | N/A | OPEN
194 | Special System | Motor Control | 007882 | Panel Motor Control | Low | Energize, Checking & Monitoring |  | Daily | JCD01 | Headhouse | Available | 1 | Headhouse | 16 | 2025-01-08 | 2 | N/A | N/A | N/A | OPEN
195 | Electrical | Panelboard | 007811 | Panelboard 110/220v | Low | Checking & Monitoring |  | Daily | JCD02 | Unit# 5 | Available | 1 | Unit# 5 | 16 | 2025-01-09 | 2 | N/A | N/A | N/A | OPEN
196 | Special System | Motor Control | 007827 | Panel Motor Control | Low | Energize, Checking & Monitoring |  | Daily | JCD02 | Green/H #5 | Available | 1 | Greenhouse 5 | 16 | 2025-01-10 | 2 | N/A | N/A | N/A | OPEN
197 | Electrical | Panelboard | 007816 | Panelboard 110/220v | Low | Checking & Monitoring |  | Daily | JCD03 | Unit# 6 | Available | 1 | Unit# 6 | 16 | 2025-01-11 | 2 | N/A | N/A | N/A | OPEN
198 | Special System | Motor Control | 007818 | Panel Motor Control | Low | Energize, Checking & Monitoring |  | Daily | JCD03 | Green/H #8 | Available | 1 | Greenhouse 8 | 16 | 2025-01-12 | 2 | N/A | N/A | N/A | OPEN
199 | Electrical | Panelboard | 041032 | Panelboard 110/220v | Low | Checking & Monitoring |  | Daily | JCD00 | Nursery | Available | 1 | Greenhouse 11 | 16 | 2025-01-13 | 2 | N/A | N/A | N/A | OPEN
200 | Electro.Mechanical | Exhaust fan | 007432 | Exhaust fan | Low | Quarterly PM |  | Quarterly | JCD03 | Unit# 9 | Available | 1 | Green/H #9 | 8 | 2025-01-14 | 2 | N/A | N/A | N/A | OPEN
201 | Electro.Mechanical | Exhaust fan | 007433 | Exhaust fan | Low | Quarterly PM |  | Quarterly | JCD03 | Unit# 9 | Available | 1 | Green/H #9 | 8 | 2025-01-15 | 2 | N/A | N/A | N/A | OPEN
202 | Electro.Mechanical | Exhaust fan | 007434 | Exhaust fan | Low | Quarterly PM |  | Quarterly | JCD03 | Unit# 9 | Available | 1 | Green/H #9 | 8 | 2025-01-16 | 2 | N/A | N/A | N/A | OPEN
203 | Electrical | Panelboard | 7880 | Panelboard 110/220v | Low | Checking & Monitoring |  | Daily | JCD01 | Headhouse | Available | 1 | Headhouse | 16 | 2025-01-17 | 2 | N/A | N/A | N/A | OPEN
204 | Special System | Motor Control | 007882 | Panel Motor Control | Low | Energize, Checking & Monitoring |  | Daily | JCD01 | Headhouse | Available | 1 | Headhouse | 16 | 2025-01-18 | 2 | N/A | N/A | N/A | OPEN
205 | Electrical | Panelboard | 007811 | Panelboard 110/220v | Low | Checking & Monitoring |  | Daily | JCD02 | Unit# 5 | Available | 1 | Unit# 5 | 16 | 2025-01-19 | 2 | N/A | N/A | N/A | OPEN
206 | Special System | Motor Control | 007827 | Panel Motor Control | Low | Energize, Checking & Monitoring |  | Daily | JCD02 | Green/H #5 | Available | 1 | Greenhouse 5 | 16 | 2025-01-20 | 2 | N/A | N/A | N/A | OPEN
207 | Electrical | Panelboard | 007816 | Panelboard 110/220v | Low | Checking & Monitoring |  | Daily | JCD03 | Unit# 6 | Available | 1 | Unit# 6 | 16 | 2025-01-21 | 2 | N/A | N/A | N/A | OPEN
208 | Special System | Motor Control | 007818 | Panel Motor Control | Low | Energize, Checking & Monitoring |  | Daily | JCD03 | Green/H #8 | Available | 1 | Greenhouse 8 | 16 | 2025-01-22 | 2 | N/A | N/A | N/A | OPEN
209 | Electrical | Panelboard | 041032 | Panelboard 110/220v | Low | Checking & Monitoring |  | Daily | JCD00 | Nursery | Available | 1 | Greenhouse 11 | 16 | 2025-01-23 | 2 | N/A | N/A | N/A | OPEN
210 | Electro.Mechanical | Exhaust fan | 007428 | Exhaust fan | Low | Quarterly PM |  | Quarterly | JCD03 | Unit# 9 | Available | 1 | Green/H #9 | 8 | 2025-01-24 | 2 | N/A | N/A | N/A | OPEN
211 | Electro.Mechanical | Exhaust fan | 007429 | Exhaust fan | Low | Quarterly PM |  | Quarterly | JCD03 | Unit# 9 | Available | 1 | Green/H #9 | 8 | 2025-01-25 | 2 | N/A | N/A | N/A | OPEN
212 | Electro.Mechanical | Exhaust fan | 007430 | Exhaust fan | Low | Quarterly PM |  | Quarterly | JCD03 | Unit# 9 | Available | 1 | Green/H #9 | 8 | 2025-01-26 | 2 | N/A | N/A | N/A | OPEN
213 | Electrical | Panelboard | 7880 | Panelboard 110/220v | Low | Checking & Monitoring |  | Daily | JCD01 | Headhouse | Available | 1 | Headhouse | 16 | 2025-01-27 | 2 | N/A | N/A | N/A | OPEN
214 | Special System | Motor Control | 007882 | Panel Motor Control | Low | Energize, Checking & Monitoring |  | Daily | JCD01 | Headhouse | Available | 1 | Headhouse | 16 | 2025-01-28 | 2 | N/A | N/A | N/A | OPEN
215 | Electrical | Panelboard | 007811 | Panelboard 110/220v | Low | Checking & Monitoring |  | Daily | JCD02 | Unit# 5 | Available | 1 | Unit# 5 | 16 | 2025-01-29 | 2 | N/A | N/A | N/A | OPEN
216 | Special System | Motor Control | 007827 | Panel Motor Control | Low | Energize, Checking & Monitoring |  | Daily | JCD02 | Green/H #5 | Available | 1 | Greenhouse 5 | 16 | 2025-01-30 | 2 | N/A | N/A | N/A | OPEN
217 | Electrical | Panelboard | 007816 | Panelboard 110/220v | Low | Checking & Monitoring |  | Daily | JCD03 | Unit# 6 | Available | 1 | Unit# 6 | 16 | 2025-01-31 | 2 | N/A | N/A | N/A | OPEN
218 | Special System | Motor Control | 007818 | Panel Motor Control | Low | Energize, Checking & Monitoring |  | Daily | JCD03 | Green/H #8 | Available | 1 | Greenhouse 8 | 16 | 01-Jan-2025 | 2 | N/A | N/A | N/A | OPEN
219 | Electrical | Panelboard | 041032 | Panelboard 110/220v | Low | Checking & Monitoring |  | Daily | JCD00 | Nursery | Available | 1 | Greenhouse 11 | 16 | 2025-01-02 | 2 | N/A | N/A | N/A | OPEN
220 | Electro.Mechanical | Exhaust fan | 007425 | Exhaust fan | Low | Quarterly PM |  | Quarterly | JCD03 | Unit# 9 | Available | 1 | Green/H #9 | 8 | 2025-01-03 | 2 | N/A | N/A | N/A | OPEN
221 | Electro.Mechanical | Exhaust fan | 007426 | Exhaust fan | Low | Quarterly PM |  | Quarterly | JCD03 | Unit# 9 | Available | 1 | Green/H #9 | 8 | 2025-01-04 | 2 | N/A | N/A | N/A | OPEN
222 | Electro.Mechanical | Exhaust fan | 007427 | Exhaust fan | Low | Quarterly PM |  | Quarterly | JCD03 | Unit# 9 | Available | 1 | Green/H #9 | 8 | 2025-01-05 | 2 | N/A | N/A | N/A | OPEN
223 | Electrical | Panelboard | 7880 | Panelboard 110/220v | Low | Checking & Monitoring |  | Daily | JCD01 | Headhouse | Available | 1 | Headhouse | 16 | 2025-01-06 | 2 | N/A | N/A | N/A | OPEN
224 | Special System | Motor Control | 007882 | Panel Motor Control | Low | Energize, Checking & Monitoring |  | Daily | JCD01 | Headhouse | Available | 1 | Headhouse | 16 | 2025-01-07 | 2 | N/A | N/A | N/A | OPEN
225 | Electrical | Panelboard | 007811 | Panelboard 110/220v | Low | Checking & Monitoring |  | Daily | JCD02 | Unit# 5 | Available | 1 | Unit# 5 | 16 | 2025-01-08 | 2 | N/A | N/A | N/A | OPEN
226 | Special System | Motor Control | 007827 | Panel Motor Control | Low | Energize, Checking & Monitoring |  | Daily | JCD02 | Green/H #5 | Available | 1 | Greenhouse 5 | 16 | 2025-01-09 | 2 | N/A | N/A | N/A | OPEN
227 | Electrical | Panelboard | 007816 | Panelboard 110/220v | Low | Checking & Monitoring |  | Daily | JCD03 | Unit# 6 | Available | 1 | Unit# 6 | 16 | 2025-01-10 | 2 | N/A | N/A | N/A | OPEN
228 | Special System | Motor Control | 007818 | Panel Motor Control | Low | Energize, Checking & Monitoring |  | Daily | JCD03 | Green/H #8 | Available | 1 | Greenhouse 8 | 16 | 2025-01-11 | 2 | N/A | N/A | N/A | OPEN
229 | Electrical | Panelboard | 041032 | Panelboard 110/220v | Low | Checking & Monitoring |  | Daily | JCD00 | Nursery | Available | 1 | Greenhouse 11 | 16 | 2025-01-12 | 2 | N/A | N/A | N/A | OPEN
230 | Electro.Mechanical | Exhaust fan | 007424 | Exhaust fan | Low | Quarterly PM |  | Quarterly | JCD03 | Unit# 8 | Available | 1 | Green/H #8 | 8 | 2025-01-13 | 2 | N/A | N/A | N/A | OPEN
231 | Electrical | Panelboard | 7880 | Panelboard 110/220v | Low | Checking & Monitoring |  | Daily | JCD01 | Headhouse | Available | 1 | Headhouse | 16 | 2025-01-14 | 2 | N/A | N/A | N/A | OPEN
232 | Special System | Motor Control | 007882 | Panel Motor Control | Low | Energize, Checking & Monitoring |  | Daily | JCD01 | Headhouse | Available | 1 | Headhouse | 16 | 2025-01-15 | 2 | N/A | N/A | N/A | OPEN
233 | Electrical | Panelboard | 007811 | Panelboard 110/220v | Low | Checking & Monitoring |  | Daily | JCD02 | Unit# 5 | Available | 1 | Unit# 5 | 16 | 2025-01-16 | 2 | N/A | N/A | N/A | OPEN
234 | Special System | Motor Control | 007827 | Panel Motor Control | Low | Energize, Checking & Monitoring |  | Daily | JCD02 | Green/H #5 | Available | 1 | Greenhouse 5 | 16 | 2025-01-17 | 2 | N/A | N/A | N/A | OPEN
235 | Electrical | Panelboard | 007816 | Panelboard 110/220v | Low | Checking & Monitoring |  | Daily | JCD03 | Unit# 6 | Available | 1 | Unit# 6 | 16 | 2025-01-18 | 2 | N/A | N/A | N/A | OPEN
236 | Special System | Motor Control | 007818 | Panel Motor Control | Low | Energize, Checking & Monitoring |  | Daily | JCD03 | Green/H #8 | Available | 1 | Greenhouse 8 | 16 | 2025-01-19 | 2 | N/A | N/A | N/A | OPEN
237 | Electrical | Panelboard | 041032 | Panelboard 110/220v | Low | Checking & Monitoring |  | Daily | JCD00 | Nursery | Available | 1 | Greenhouse 11 | 16 | 2025-01-20 | 2 | N/A | N/A | N/A | OPEN
238 | Electro.Mechanical | Exhaust fan | 007421 | Exhaust fan | Low | Quarterly PM |  | Quarterly | JCD03 | Unit# 8 | Available | 1 | Green/H #8 | 8 | 2025-01-21 | 2 | N/A | N/A | N/A | OPEN
239 | Electro.Mechanical | Exhaust fan | 007422 | Exhaust fan | Low | Quarterly PM |  | Quarterly | JCD03 | Unit# 8 | Available | 1 | Green/H #8 | 8 | 2025-01-22 | 2 | N/A | N/A | N/A | OPEN
240 | Electro.Mechanical | Exhaust fan | 007423 | Exhaust fan | Low | Quarterly PM |  | Quarterly | JCD03 | Unit# 8 | Available | 1 | Green/H #8 | 8 | 2025-01-23 | 2 | N/A | N/A | N/A | OPEN
241 | Electrical | Panelboard | 7880 | Panelboard 110/220v | Low | Checking & Monitoring |  | Daily | JCD01 | Headhouse | Available | 1 | Headhouse | 16 | 2025-01-24 | 2 | N/A | N/A | N/A | OPEN
242 | Special System | Motor Control | 007882 | Panel Motor Control | Low | Energize, Checking & Monitoring |  | Daily | JCD01 | Headhouse | Available | 1 | Headhouse | 16 | 2025-01-25 | 2 | N/A | N/A | N/A | OPEN
243 | Electrical | Panelboard | 007811 | Panelboard 110/220v | Low | Checking & Monitoring |  | Daily | JCD02 | Unit# 5 | Available | 1 | Unit# 5 | 16 | 2025-01-26 | 2 | N/A | N/A | N/A | OPEN
244 | Special System | Motor Control | 007827 | Panel Motor Control | Low | Energize, Checking & Monitoring |  | Daily | JCD02 | Green/H #5 | Available | 1 | Greenhouse 5 | 16 | 2025-01-27 | 2 | N/A | N/A | N/A | OPEN
245 | Electrical | Panelboard | 007816 | Panelboard 110/220v | Low | Checking & Monitoring |  | Daily | JCD03 | Unit# 6 | Available | 1 | Unit# 6 | 16 | 2025-01-28 | 2 | N/A | N/A | N/A | OPEN
246 | Special System | Motor Control | 007818 | Panel Motor Control | Low | Energize, Checking & Monitoring |  | Daily | JCD03 | Green/H #8 | Available | 1 | Greenhouse 8 | 16 | 2025-01-29 | 2 | N/A | N/A | N/A | OPEN
247 | Electrical | Panelboard | 041032 | Panelboard 110/220v | Low | Checking & Monitoring |  | Daily | JCD00 | Nursery | Available | 1 | Greenhouse 11 | 16 | 2025-01-30 | 2 | N/A | N/A | N/A | OPEN
248 | Electro.Mechanical | Exhaust fan | 007417 | Exhaust fan | Low | Quarterly PM |  | Quarterly | JCD03 | Unit# 8 | Available | 1 | Green/H #8 | 8 | 2025-01-31 | 2 | N/A | N/A | N/A | OPEN
249 | Electro.Mechanical | Exhaust fan | 007418 | Exhaust fan | Low | Quarterly PM |  | Quarterly | JCD03 | Unit# 8 | Available | 1 | Green/H #8 | 8 | 01-Jan-2025 | 2 | N/A | N/A | N/A | OPEN
250 | Electro.Mechanical | Exhaust fan | 007419 | Exhaust fan | Low | Quarterly PM |  | Quarterly | JCD03 | Unit# 8 | Available | 1 | Green/H #8 | 8 | 2025-01-02 | 2 | N/A | N/A | N/A | OPEN
251 | Electrical | Panelboard | 7880 | Panelboard 110/220v | Low | Checking & Monitoring |  | Daily | JCD01 | Headhouse | Available | 1 | Headhouse | 16 | 2025-01-03 | 2 | N/A | N/A | N/A | OPEN
252 | Special System | Motor Control | 007882 | Panel Motor Control | Low | Energize, Checking & Monitoring |  | Daily | JCD01 | Headhouse | Available | 1 | Headhouse | 16 | 2025-01-04 | 2 | N/A | N/A | N/A | OPEN
253 | Electrical | Panelboard | 007811 | Panelboard 110/220v | Low | Checking & Monitoring |  | Daily | JCD02 | Unit# 5 | Available | 1 | Unit# 5 | 16 | 2025-01-05 | 2 | N/A | N/A | N/A | OPEN
254 | Special System | Motor Control | 007827 | Panel Motor Control | Low | Energize, Checking & Monitoring |  | Daily | JCD02 | Green/H #5 | Available | 1 | Greenhouse 5 | 16 | 2025-01-06 | 2 | N/A | N/A | N/A | OPEN
255 | Electrical | Panelboard | 007816 | Panelboard 110/220v | Low | Checking & Monitoring |  | Daily | JCD03 | Unit# 6 | Available | 1 | Unit# 6 | 16 | 2025-01-07 | 2 | N/A | N/A | N/A | OPEN
256 | Special System | Motor Control | 007818 | Panel Motor Control | Low | Energize, Checking & Monitoring |  | Daily | JCD03 | Green/H #8 | Available | 1 | Greenhouse 8 | 16 | 2025-01-08 | 2 | N/A | N/A | N/A | OPEN
257 | Electrical | Panelboard | 041032 | Panelboard 110/220v | Low | Checking & Monitoring |  | Daily | JCD00 | Nursery | Available | 1 | Greenhouse 11 | 16 | 2025-01-09 | 2 | N/A | N/A | N/A | OPEN
258 | Electrical | Panelboard | 7880 | Panelboard 110/220v | Low | Checking & Monitoring |  | Daily | JCD01 | Headhouse | Available | 1 | Headhouse | 16 | 2025-01-10 | 2 | N/A | N/A | N/A | OPEN
259 | Special System | Motor Control | 007882 | Panel Motor Control | Low | Energize, Checking & Monitoring |  | Daily | JCD01 | Headhouse | Available | 1 | Headhouse | 16 | 2025-01-11 | 2 | N/A | N/A | N/A | OPEN
260 | Electrical | Panelboard | 007811 | Panelboard 110/220v | Low | Checking & Monitoring |  | Daily | JCD02 | Unit# 5 | Available | 1 | Unit# 5 | 16 | 2025-01-12 | 2 | N/A | N/A | N/A | OPEN
261 | Special System | Motor Control | 007827 | Panel Motor Control | Low | Energize, Checking & Monitoring |  | Daily | JCD02 | Green/H #5 | Available | 1 | Greenhouse 5 | 16 | 2025-01-13 | 2 | N/A | N/A | N/A | OPEN
262 | Electrical | Panelboard | 007816 | Panelboard 110/220v | Low | Checking & Monitoring |  | Daily | JCD03 | Unit# 6 | Available | 1 | Unit# 6 | 16 | 2025-01-14 | 2 | N/A | N/A | N/A | OPEN
263 | Special System | Motor Control | 007818 | Panel Motor Control | Low | Energize, Checking & Monitoring |  | Daily | JCD03 | Green/H #8 | Available | 1 | Greenhouse 8 | 16 | 2025-01-15 | 2 | N/A | N/A | N/A | OPEN
264 | Electrical | Panelboard | 041032 | Panelboard 110/220v | Low | Checking & Monitoring |  | Daily | JCD00 | Nursery | Available | 1 | Greenhouse 11 | 16 | 2025-01-16 | 2 | N/A | N/A | N/A | OPEN
265 | Electro.Mechanical | Exhaust fan | 007417 | Exhaust fan | Low | Quarterly PM |  | Quarterly | JCD03 | Unit# 8 | Available | 1 | Green/H #8 | 8 | 2025-01-17 | 2 | N/A | N/A | N/A | OPEN
266 | Electro.Mechanical | Exhaust fan | 007418 | Exhaust fan | Low | Quarterly PM |  | Quarterly | JCD03 | Unit# 8 | Available | 1 | Green/H #8 | 8 | 2025-01-18 | 2 | N/A | N/A | N/A | OPEN
267 | Electro.Mechanical | Exhaust fan | 007419 | Exhaust fan | Low | Quarterly PM |  | Quarterly | JCD03 | Unit# 8 | Available | 1 | Green/H #8 | 8 | 2025-01-19 | 2 | N/A | N/A | N/A | OPEN
268 | Electrical | Panelboard | 7880 | Panelboard 110/220v | Low | Checking & Monitoring |  | Daily | JCD01 | Headhouse | Available | 1 | Headhouse | 16 | 2025-01-20 | 2 | N/A | N/A | N/A | OPEN
269 | Special System | Motor Control | 007882 | Panel Motor Control | Low | Energize, Checking & Monitoring |  | Daily | JCD01 | Headhouse | Available | 1 | Headhouse | 16 | 2025-01-21 | 2 | N/A | N/A | N/A | OPEN
270 | Electrical | Panelboard | 007811 | Panelboard 110/220v | Low | Checking & Monitoring |  | Daily | JCD02 | Unit# 5 | Available | 1 | Unit# 5 | 16 | 2025-01-22 | 2 | N/A | N/A | N/A | OPEN
271 | Special System | Motor Control | 007827 | Panel Motor Control | Low | Energize, Checking & Monitoring |  | Daily | JCD02 | Green/H #5 | Available | 1 | Greenhouse 5 | 16 | 2025-01-23 | 2 | N/A | N/A | N/A | OPEN
272 | Electrical | Panelboard | 007816 | Panelboard 110/220v | Low | Checking & Monitoring |  | Daily | JCD03 | Unit# 6 | Available | 1 | Unit# 6 | 16 | 2025-01-24 | 2 | N/A | N/A | N/A | OPEN
273 | Special System | Motor Control | 007818 | Panel Motor Control | Low | Energize, Checking & Monitoring |  | Daily | JCD03 | Green/H #8 | Available | 1 | Greenhouse 8 | 16 | 2025-01-25 | 2 | N/A | N/A | N/A | OPEN
274 | Electrical | Panelboard | 041032 | Panelboard 110/220v | Low | Checking & Monitoring |  | Daily | JCD00 | Nursery | Available | 1 | Greenhouse 11 | 16 | 2025-01-26 | 2 | N/A | N/A | N/A | OPEN
275 | Electro.Mechanical | Controller | 008640 | Panel Irrigation ctl (Outside) | Low | C/M insatallaion of new Controller |  | Monthly | JCD00 | Outside | Available | 1 | Outside | 4 | 2025-01-27 | 2 | N/A | N/A | N/A | OPEN
276 | Electrical | Panelboard | 7880 | Panelboard 110/220v | Low | Checking & Monitoring |  | Daily | JCD01 | Headhouse | Available | 1 | Headhouse | 16 | 2025-01-28 | 2 | N/A | N/A | N/A | OPEN
277 | Special System | Motor Control | 007882 | Panel Motor Control | Low | Energize, Checking & Monitoring |  | Daily | JCD01 | Headhouse | Available | 1 | Headhouse | 16 | 2025-01-29 | 2 | N/A | N/A | N/A | OPEN
278 | Electrical | Panelboard | 007811 | Panelboard 110/220v | Low | Checking & Monitoring |  | Daily | JCD02 | Unit# 5 | Available | 1 | Unit# 5 | 16 | 2025-01-30 | 2 | N/A | N/A | N/A | OPEN
279 | Special System | Motor Control | 007827 | Panel Motor Control | Low | Energize, Checking & Monitoring |  | Daily | JCD02 | Green/H #5 | Available | 1 | Greenhouse 5 | 16 | 2025-01-31 | 2 | N/A | N/A | N/A | OPEN
280 | Electrical | Panelboard | 007816 | Panelboard 110/220v | Low | Checking & Monitoring |  | Daily | JCD03 | Unit# 6 | Available | 1 | Unit# 6 | 16 | 01-Jan-2025 | 2 | N/A | N/A | N/A | OPEN
281 | Special System | Motor Control | 007818 | Panel Motor Control | Low | Energize, Checking & Monitoring |  | Daily | JCD03 | Green/H #8 | Available | 1 | Greenhouse 8 | 16 | 02-Jan-2025 | 2 | N/A | N/A | N/A | OPEN
282 | Electrical | Panelboard | 041032 | Panelboard 110/220v | Low | Checking & Monitoring |  | Daily | JCD00 | Nursery | Available | 1 | Greenhouse 11 | 16 | 03-Jan-2025 | 2 | N/A | N/A | N/A | OPEN
283 | Electro.Mechanical | Controller | 008640 | Panel Irrigation ctl (Outside) | Low | C/M insatallaion of new Controller |  | Monthly | JCD00 | Outside | Available | 1 | Outside | 6 | 04-Jan-2025 | 2 | N/A | N/A | N/A | OPEN
01-Jan-2307
01-Jan-2308
01-Jan-2309
01-Jan-2310
01-Jan-2311
01-Jan-2312
01-Jan-2313
01-Jan-2314
01-Jan-2315
01-Jan-2316
01-Jan-2317
01-Jan-2318
01-Jan-2319
01-Jan-2320
01-Jan-2321
01-Jan-2322
01-Jan-2323
01-Jan-2324
01-Jan-2325
01-Jan-2326
01-Jan-2327
01-Jan-2328
01-Jan-2329
01-Jan-2330
01-Jan-2331
01-Jan-2332
01-Jan-2333
01-Jan-2334
01-Jan-2335
01-Jan-2336
01-Jan-2337
01-Jan-2338
01-Jan-2339
01-Jan-2340
01-Jan-2341
01-Jan-2342
01-Jan-2343
01-Jan-2344
01-Jan-2345
01-Jan-2346
01-Jan-2347
01-Jan-2348
01-Jan-2349
01-Jan-2350
01-Jan-2351
01-Jan-2352
01-Jan-2353
01-Jan-2354
01-Jan-2355
01-Jan-2356
01-Jan-2357
01-Jan-2358
01-Jan-2359
01-Jan-2360
01-Jan-2361
01-Jan-2362
01-Jan-2363
01-Jan-2364
01-Jan-2365
01-Jan-2366
01-Jan-2367
01-Jan-2368
01-Jan-2369
01-Jan-2370
01-Jan-2371
01-Jan-2372
01-Jan-2373
01-Jan-2374
01-Jan-2375
01-Jan-2376
01-Jan-2377
01-Jan-2378
01-Jan-2379
01-Jan-2380
01-Jan-2381
01-Jan-2382
01-Jan-2383
01-Jan-2384
01-Jan-2385
01-Jan-2386
01-Jan-2387
01-Jan-2388
01-Jan-2389
01-Jan-2390
01-Jan-2391
01-Jan-2392
01-Jan-2393
01-Jan-2394
01-Jan-2395
01-Jan-2396
01-Jan-2397
01-Jan-2398
01-Jan-2399
01-Jan-2400
01-Jan-2401
01-Jan-2402
01-Jan-2403
01-Jan-2404
01-Jan-2405
01-Jan-2406
01-Jan-2407
01-Jan-2408
01-Jan-2409
01-Jan-2410
01-Jan-2411
01-Jan-2412
01-Jan-2413
01-Jan-2414
01-Jan-2415
01-Jan-2416
01-Jan-2417
01-Jan-2418
01-Jan-2419
01-Jan-2420
01-Jan-2421
01-Jan-2422
01-Jan-2423
01-Jan-2424
01-Jan-2425
01-Jan-2426
01-Jan-2427
01-Jan-2428
01-Jan-2429
01-Jan-2430
01-Jan-2431
01-Jan-2432
01-Jan-2433
01-Jan-2434
01-Jan-2435
01-Jan-2436
01-Jan-2437
01-Jan-2438
01-Jan-2439
01-Jan-2440
01-Jan-2441
01-Jan-2442
01-Jan-2443
01-Jan-2444
01-Jan-2445
01-Jan-2446
01-Jan-2447
01-Jan-2448
01-Jan-2449
01-Jan-2450
01-Jan-2451
01-Jan-2452
01-Jan-2453
01-Jan-2454
01-Jan-2455
01-Jan-2456
01-Jan-2457
01-Jan-2458
01-Jan-2459
01-Jan-2460
01-Jan-2461
01-Jan-2462
01-Jan-2463
01-Jan-2464
01-Jan-2465
01-Jan-2466
01-Jan-2467
01-Jan-2468
01-Jan-2469
01-Jan-2470
01-Jan-2471
01-Jan-2472
01-Jan-2473
01-Jan-2474
01-Jan-2475
01-Jan-2476
01-Jan-2477
01-Jan-2478
01-Jan-2479
01-Jan-2480
01-Jan-2481
01-Jan-2482
01-Jan-2483
01-Jan-2484
01-Jan-2485
01-Jan-2486
01-Jan-2487
01-Jan-2488
01-Jan-2489
01-Jan-2490
01-Jan-2491
01-Jan-2492
01-Jan-2493
01-Jan-2494
01-Jan-2495
01-Jan-2496
01-Jan-2497
01-Jan-2498
01-Jan-2499
01-Jan-2500
01-Jan-2501
01-Jan-2502
01-Jan-2503
01-Jan-2504
01-Jan-2505
01-Jan-2506
01-Jan-2507
01-Jan-2508
01-Jan-2509
01-Jan-2510
01-Jan-2511
01-Jan-2512
01-Jan-2513
01-Jan-2514
01-Jan-2515
01-Jan-2516
01-Jan-2517
01-Jan-2518
01-Jan-2519
01-Jan-2520
01-Jan-2521
01-Jan-2522
01-Jan-2523
01-Jan-2524
01-Jan-2525
01-Jan-2526
01-Jan-2527
01-Jan-2528
01-Jan-2529
01-Jan-2530
01-Jan-2531
01-Jan-2532
01-Jan-2533
01-Jan-2534
01-Jan-2535
01-Jan-2536
01-Jan-2537
01-Jan-2538
01-Jan-2539
01-Jan-2540
01-Jan-2541
01-Jan-2542

## PM ROADS & GROUNDS
NABATAT Monthly Preventive Maintenance Plan
PREVENTIVE MAINTENANCE (PM) FOR MONTH OF ( JANUARY 2025 ) | [14 empty] | PLAN PREPARED DATE: | [5 empty] | Service Provider Signature: | [6 empty] | DACO Director Signature:
O&M CONTRACTOR SECTION | [27 empty] | DACO INSPECTOR SECTION
S.NO | System | Sub-System | Equipment Tag Number | Equipment Description | Criticality (High, Medium, Low) | PM Description | Reference check list number | PM Frequency | Work Location |  |  |  |  | Planned Details | [5 empty] | Status | Actual Details | [5 empty] | Remarks | APPROVE | REJECT | REMARKS | INSPECTOR NAME | INSPECTOR SIGNATURE
[9 empty] | FACILITY CODE | FACILITY NAME | LEVEL | ROOM # | ROOM NAME | Planned Manhours (MHrs) | Planned date | No. of Person(s) | Spare Parts required | NOTAM Required | Outage Required |  | Log Number # | Actual Manhours (MHrs) | Actual date | Actual Time | No. of Person(s) | Spare Parts Used
1 | Roads & Grounds | Roads | N/A | N/A | Low | Liter Picking | N/A | EVERYDAY | DAA 00 | PASSENGER TERMINAL | Available | N/A | N/A | 60 | 01-Jan-2025 | 6 | None | N/A | N/A | Open
2 | Roads & Grounds | Roads | N/A | N/A | Low | Liter Picking | N/A | EVERYDAY | DAA 00 | PASSENGER TERMINAL | Available | N/A | N/A | 80 | 2025-01-02 | 8 | None | N/A | N/A | Open
3 | Roads & Grounds | Roads | N/A | N/A | Low | Liter Picking | N/A | ONCE A WEEK | DAE 03 | GVIP OUTSIDE | Available | N/A | N/A | 70 | 2025-01-03 | 7 | None | N/A | N/A | Open
4 | Roads & Grounds | Roads | N/A | N/A | Low | Liter Picking | N/A | EVERYDAY | DAA 00 | PASSENGER TERMINAL | Available | N/A | N/A | 60 | 2025-01-04 | 6 | None | N/A | N/A | Open
5 | Roads & Grounds | Roads | N/A | N/A | Low | Liter Picking | N/A | EVERYDAY | DAA 00 | PASSENGER TERMINAL | Available | N/A | N/A | 80 | 2025-01-05 | 8 | None | N/A | N/A | Open
6 | Roads & Grounds | Roads | N/A | N/A | Low | Liter Picking | N/A | ONCE A WEEK | DAE 03 | GVIP OUTSIDE | Available | N/A | N/A | 70 | 2025-01-06 | 7 | None | N/A | N/A | Open
7 | Roads & Grounds | Roads | N/A | N/A | Low | Liter Picking | N/A | ONCE A WEEK | JAA 01 | North Service Road | Available | N/A | N/A | 50 | 2025-01-07 | 5 | None | N/A | N/A | Open
8 | Roads & Grounds | Roads | N/A | N/A | Low | Liter Picking | N/A | ONCE A WEEK | JAA 01 | West Service Road | Available | N/A | N/A | 60 | 2025-01-08 | 6 | None | N/A | N/A | Open
9 | Roads & Grounds | Roads | N/A | N/A | Low | Liter Picking | N/A | ONCE A WEEK | JAA 01 | South Service Road | Available | N/A | N/A | 60 | 2025-01-09 | 6 | None | N/A | N/A | Open
10 | Roads & Grounds | Roads | N/A | N/A | Low | Liter Picking | N/A | ONCE A WEEK | JAA 01 | South Service Road | Available | N/A | N/A | 60 | 2025-01-10 | 6 | None | N/A | N/A | Open
11 | Roads & Grounds | Landside Building Facilities | N/A | N/A | Low | Cleaning | N/A | MONTHLY |  | RSAF Camp | Available | N/A | N/A | 80 | 2025-01-11 | 8 | None | N/A | N/A | Open
12 | Roads & Grounds | Roads | N/A | N/A | Low | Road Sweeping | N/A | EVERYDAY | DAA 00 | PASSENGER TERMINAL | Available | N/A | N/A | 60 | 2025-01-12 | 6 | None | N/A | N/A | Open
13 | Roads & Grounds | Roads | N/A | N/A | Low | Road Sweeping | N/A | EVERYDAY | DAA 00 | PASSENGER TERMINAL | Available | N/A | N/A | 80 | 2025-01-13 | 8 | None | N/A | N/A | Open
14 | Roads & Grounds | Roads | N/A | N/A | Low | Road Sweeping | N/A | ONCE A WEEK | HDC 01 | Royal Terminal | Available | N/A | N/A | 70 | 2025-01-14 | 7 | None | N/A | N/A | Open
15 | Roads & Grounds | Roads | N/A | N/A | Low | Road Sweeping | N/A | ONCE A WEEK | AAA 00 | Tower Area | Available | N/A | N/A | 50 | 2025-01-15 | 5 | None | N/A | N/A | Open
16 | Roads & Grounds | Roads | N/A | N/A | Low | Road Sweeping | N/A | ONCE A WEEK | JAA 01 | Cargo Village | Available | N/A | N/A | 60 | 2025-01-16 | 6 | None | N/A | N/A | Open
17 | Roads & Grounds | Roads | N/A | N/A | Low | Road Sweeping | N/A | ONCE A WEEK | JAA 02 | Service Level | Available | N/A | N/A | 60 | 2025-01-17 | 6 | None | N/A | N/A | Open
18 | Roads & Grounds | Roads | N/A | N/A | Low | Road Sweeping | N/A | ONCE A WEEK | DAE 03 | GVIP OUTSIDE | Available | N/A | N/A | 60 | 2025-01-18 | 6 | None | N/A | N/A | Open
19 | Roads & Grounds | Roads | N/A | N/A | Low | Liter Picking | N/A | EVERYDAY | DBA03 | Custom | Available | N/A | N/A | 60 | 2025-01-19 | 6 | None | N/A | N/A | Open
20 | Roads & Grounds | Roads | N/A | N/A | Low | Liter Picking | N/A | EVERYDAY | DAA 00 | PASSENGER TERMINAL | Available | N/A | N/A | 60 | 2025-01-20 | 6 | None | N/A | N/A | Open
21 | Roads & Grounds | Roads | N/A | N/A | Low | Liter Picking | N/A | EVERYDAY | DAA 00 | PASSENGER TERMINAL | Available | N/A | N/A | 80 | 2025-01-21 | 8 | None | N/A | N/A | Open
22 | Roads & Grounds | Roads | N/A | N/A | Low | Liter Picking | N/A | ONCE A WEEK | DAE 03 | GVIP OUTSIDE | Available | N/A | N/A | 70 | 2025-01-22 | 7 | None | N/A | N/A | Open
23 | Roads & Grounds | Roads | N/A | N/A | Low | Liter Picking | N/A | EVERYDAY | DAA 00 | PASSENGER TERMINAL | Available | N/A | N/A | 60 | 2025-01-23 | 6 | None | N/A | N/A | Open
24 | Roads & Grounds | Roads | N/A | N/A | Low | Liter Picking | N/A | EVERYDAY | DAA 00 | PASSENGER TERMINAL | Available | N/A | N/A | 80 | 2025-01-24 | 8 | None | N/A | N/A | Open
25 | Roads & Grounds | Roads | N/A | N/A | Low | Liter Picking | N/A | ONCE A WEEK | DAE 03 | GVIP OUTSIDE | Available | N/A | N/A | 70 | 2025-01-25 | 7 | None | N/A | N/A | Open
26 | Roads & Grounds | Roads | N/A | N/A | Low | Liter Picking | N/A | ONCE A WEEK | JAA 01 | North Service Road | Available | N/A | N/A | 50 | 2025-01-26 | 5 | None | N/A | N/A | Open
27 | Roads & Grounds | Roads | N/A | N/A | Low | Liter Picking | N/A | ONCE A WEEK | JAA 01 | West Service Road | Available | N/A | N/A | 60 | 2025-01-27 | 6 | None | N/A | N/A | Open
28 | Roads & Grounds | Roads | N/A | N/A | Low | Liter Picking | N/A | ONCE A WEEK | JAA 01 | South Service Road | Available | N/A | N/A | 60 | 2025-01-28 | 6 | None | N/A | N/A | Open
29 | Roads & Grounds | Roads | N/A | N/A | Low | Liter Picking | N/A | ONCE A WEEK | JAA 01 | South Service Road | Available | N/A | N/A | 60 | 2025-01-29 | 6 | None | N/A | N/A | Open
30 | Roads & Grounds | Landside Building Facilities | N/A | N/A | Low | Cleaning | N/A | MONTHLY |  | RSAF Camp | Available | N/A | N/A | 80 | 2025-01-30 | 8 | None | N/A | N/A | Open
31 | Roads & Grounds | Roads | N/A | N/A | Low | Road Sweeping | N/A | EVERYDAY | DAA 00 | PASSENGER TERMINAL | Available | N/A | N/A | 60 | 2025-01-31 | 6 | None | N/A | N/A | Open
32 | Roads & Grounds | Roads | N/A | N/A | Low | Road Sweeping | N/A | EVERYDAY | DAA 00 | PASSENGER TERMINAL | Available | N/A | N/A | 80 | 01-Jan-2025 | 8 | None | N/A | N/A | Open
33 | Roads & Grounds | Roads | N/A | N/A | Low | Road Sweeping | N/A | ONCE A WEEK | HDC 01 | Royal Terminal | Available | N/A | N/A | 70 | 2025-01-02 | 7 | None | N/A | N/A | Open
34 | Roads & Grounds | Roads | N/A | N/A | Low | Road Sweeping | N/A | ONCE A WEEK | AAA 00 | Tower Area | Available | N/A | N/A | 50 | 2025-01-03 | 5 | None | N/A | N/A | Open
35 | Roads & Grounds | Roads | N/A | N/A | Low | Road Sweeping | N/A | ONCE A WEEK | JAA 01 | Cargo Village | Available | N/A | N/A | 60 | 2025-01-04 | 6 | None | N/A | N/A | Open
36 | Roads & Grounds | Roads | N/A | N/A | Low | Road Sweeping | N/A | ONCE A WEEK | JAA 02 | Service Level | Available | N/A | N/A | 60 | 2025-01-05 | 6 | None | N/A | N/A | Open
37 | Roads & Grounds | Roads | N/A | N/A | Low | Road Sweeping | N/A | ONCE A WEEK | DAE 03 | GVIP OUTSIDE | Available | N/A | N/A | 60 | 2025-01-06 | 6 | None | N/A | N/A | Open
38 | Roads & Grounds | Roads | N/A | N/A | Low | Liter Picking | N/A | EVERYDAY | DBA03 | Custom | Available | N/A | N/A | 60 | 2025-01-07 | 6 | None | N/A | N/A | Open
39 | Roads & Grounds | Roads | N/A | N/A | Low | Liter Picking | N/A | EVERYDAY | DAA 00 | PASSENGER TERMINAL | Available | N/A | N/A | 60 | 2025-01-08 | 6 | None | N/A | N/A | Open
40 | Roads & Grounds | Roads | N/A | N/A | Low | Liter Picking | N/A | EVERYDAY | DAA 00 | PASSENGER TERMINAL | Available | N/A | N/A | 80 | 2025-01-09 | 8 | None | N/A | N/A | Open
41 | Roads & Grounds | Roads | N/A | N/A | Low | Liter Picking | N/A | ONCE A WEEK | DAE 03 | GVIP OUTSIDE | Available | N/A | N/A | 70 | 2025-01-10 | 7 | None | N/A | N/A | Open
42 | Roads & Grounds | Roads | N/A | N/A | Low | Liter Picking | N/A | EVERYDAY | DAA 00 | PASSENGER TERMINAL | Available | N/A | N/A | 60 | 2025-01-11 | 6 | None | N/A | N/A | Open
43 | Roads & Grounds | Roads | N/A | N/A | Low | Liter Picking | N/A | EVERYDAY | DAA 00 | PASSENGER TERMINAL | Available | N/A | N/A | 80 | 2025-01-12 | 8 | None | N/A | N/A | Open
44 | Roads & Grounds | Roads | N/A | N/A | Low | Liter Picking | N/A | ONCE A WEEK | DAE 03 | GVIP OUTSIDE | Available | N/A | N/A | 70 | 2025-01-13 | 7 | None | N/A | N/A | Open
45 | Roads & Grounds | Roads | N/A | N/A | Low | Liter Picking | N/A | ONCE A WEEK | JAA 01 | North Service Road | Available | N/A | N/A | 50 | 2025-01-14 | 5 | None | N/A | N/A | Open
46 | Roads & Grounds | Roads | N/A | N/A | Low | Liter Picking | N/A | ONCE A WEEK | JAA 01 | West Service Road | Available | N/A | N/A | 60 | 2025-01-15 | 6 | None | N/A | N/A | Open
47 | Roads & Grounds | Roads | N/A | N/A | Low | Liter Picking | N/A | ONCE A WEEK | JAA 01 | South Service Road | Available | N/A | N/A | 60 | 2025-01-16 | 6 | None | N/A | N/A | Open
48 | Roads & Grounds | Roads | N/A | N/A | Low | Liter Picking | N/A | ONCE A WEEK | JAA 01 | South Service Road | Available | N/A | N/A | 60 | 2025-01-17 | 6 | None | N/A | N/A | Open
49 | Roads & Grounds | Landside Building Facilities | N/A | N/A | Low | Cleaning | N/A | MONTHLY |  | RSAF Camp | Available | N/A | N/A | 80 | 2025-01-18 | 8 | None | N/A | N/A | Open
50 | Roads & Grounds | Roads | N/A | N/A | Low | Road Sweeping | N/A | EVERYDAY | DAA 00 | PASSENGER TERMINAL | Available | N/A | N/A | 60 | 2025-01-19 | 6 | None | N/A | N/A | Open
51 | Roads & Grounds | Roads | N/A | N/A | Low | Road Sweeping | N/A | EVERYDAY | DAA 00 | PASSENGER TERMINAL | Available | N/A | N/A | 80 | 2025-01-20 | 8 | None | N/A | N/A | Open
52 | Roads & Grounds | Roads | N/A | N/A | Low | Road Sweeping | N/A | ONCE A WEEK | HDC 01 | Royal Terminal | Available | N/A | N/A | 70 | 2025-01-21 | 7 | None | N/A | N/A | Open
53 | Roads & Grounds | Roads | N/A | N/A | Low | Road Sweeping | N/A | ONCE A WEEK | AAA 00 | Tower Area | Available | N/A | N/A | 50 | 2025-01-22 | 5 | None | N/A | N/A | Open
54 | Roads & Grounds | Roads | N/A | N/A | Low | Road Sweeping | N/A | ONCE A WEEK | JAA 01 | Cargo Village | Available | N/A | N/A | 60 | 2025-01-23 | 6 | None | N/A | N/A | Open
55 | Roads & Grounds | Roads | N/A | N/A | Low | Road Sweeping | N/A | ONCE A WEEK | JAA 02 | Service Level | Available | N/A | N/A | 60 | 2025-01-24 | 6 | None | N/A | N/A | Open
56 | Roads & Grounds | Roads | N/A | N/A | Low | Road Sweeping | N/A | ONCE A WEEK | DAE 03 | GVIP OUTSIDE | Available | N/A | N/A | 60 | 2025-01-25 | 6 | None | N/A | N/A | Open
57 | Roads & Grounds | Roads | N/A | N/A | Low | Liter Picking | N/A | EVERYDAY | DBA03 | Custom | Available | N/A | N/A | 60 | 2025-01-26 | 6 | None | N/A | N/A | Open
58 | Roads & Grounds | Roads | N/A | N/A | Low | Liter Picking | N/A | EVERYDAY | DAA 00 | PASSENGER TERMINAL | Available | N/A | N/A | 60 | 2025-01-27 | 6 | None | N/A | N/A | Open
59 | Roads & Grounds | Roads | N/A | N/A | Low | Liter Picking | N/A | EVERYDAY | DAA 00 | PASSENGER TERMINAL | Available | N/A | N/A | 80 | 2025-01-28 | 8 | None | N/A | N/A | Open
60 | Roads & Grounds | Roads | N/A | N/A | Low | Liter Picking | N/A | ONCE A WEEK | DAE 03 | GVIP OUTSIDE | Available | N/A | N/A | 70 | 2025-01-29 | 7 | None | N/A | N/A | Open
61 | Roads & Grounds | Roads | N/A | N/A | Low | Liter Picking | N/A | EVERYDAY | DAA 00 | PASSENGER TERMINAL | Available | N/A | N/A | 60 | 2025-01-30 | 6 | None | N/A | N/A | Open
62 | Roads & Grounds | Roads | N/A | N/A | Low | Liter Picking | N/A | EVERYDAY | DAA 00 | PASSENGER TERMINAL | Available | N/A | N/A | 80 | 2025-01-31 | 8 | None | N/A | N/A | Open
63 | Roads & Grounds | Roads | N/A | N/A | Low | Liter Picking | N/A | ONCE A WEEK | DAE 03 | GVIP OUTSIDE | Available | N/A | N/A | 70 | 01-Jan-2025 | 7 | None | N/A | N/A | Open
64 | Roads & Grounds | Roads | N/A | N/A | Low | Liter Picking | N/A | ONCE A WEEK | JAA 01 | North Service Road | Available | N/A | N/A | 50 | 2025-01-02 | 5 | None | N/A | N/A | Open
65 | Roads & Grounds | Roads | N/A | N/A | Low | Liter Picking | N/A | ONCE A WEEK | JAA 01 | West Service Road | Available | N/A | N/A | 60 | 2025-01-03 | 6 | None | N/A | N/A | Open
66 | Roads & Grounds | Roads | N/A | N/A | Low | Liter Picking | N/A | ONCE A WEEK | JAA 01 | South Service Road | Available | N/A | N/A | 60 | 2025-01-04 | 6 | None | N/A | N/A | Open
67 | Roads & Grounds | Roads | N/A | N/A | Low | Liter Picking | N/A | ONCE A WEEK | JAA 01 | South Service Road | Available | N/A | N/A | 60 | 2025-01-05 | 6 | None | N/A | N/A | Open
68 | Roads & Grounds | Landside Building Facilities | N/A | N/A | Low | Cleaning | N/A | MONTHLY |  | RSAF Camp | Available | N/A | N/A | 80 | 2025-01-06 | 8 | None | N/A | N/A | Open
69 | Roads & Grounds | Roads | N/A | N/A | Low | Road Sweeping | N/A | EVERYDAY | DAA 00 | PASSENGER TERMINAL | Available | N/A | N/A | 60 | 2025-01-07 | 6 | None | N/A | N/A | Open
70 | Roads & Grounds | Roads | N/A | N/A | Low | Road Sweeping | N/A | EVERYDAY | DAA 00 | PASSENGER TERMINAL | Available | N/A | N/A | 80 | 2025-01-08 | 8 | None | N/A | N/A | Open
71 | Roads & Grounds | Roads | N/A | N/A | Low | Road Sweeping | N/A | ONCE A WEEK | HDC 01 | Royal Terminal | Available | N/A | N/A | 70 | 2025-01-09 | 7 | None | N/A | N/A | Open
72 | Roads & Grounds | Roads | N/A | N/A | Low | Road Sweeping | N/A | ONCE A WEEK | AAA 00 | Tower Area | Available | N/A | N/A | 50 | 2025-01-10 | 5 | None | N/A | N/A | Open
73 | Roads & Grounds | Roads | N/A | N/A | Low | Road Sweeping | N/A | ONCE A WEEK | JAA 01 | Cargo Village | Available | N/A | N/A | 60 | 2025-01-11 | 6 | None | N/A | N/A | Open
74 | Roads & Grounds | Roads | N/A | N/A | Low | Road Sweeping | N/A | ONCE A WEEK | JAA 02 | Service Level | Available | N/A | N/A | 60 | 2025-01-12 | 6 | None | N/A | N/A | Open
75 | Roads & Grounds | Roads | N/A | N/A | Low | Road Sweeping | N/A | ONCE A WEEK | DAE 03 | GVIP OUTSIDE | Available | N/A | N/A | 60 | 2025-01-13 | 6 | None | N/A | N/A | Open
76 | Roads & Grounds | Roads | N/A | N/A | Low | Liter Picking | N/A | EVERYDAY | DBA03 | Custom | Available | N/A | N/A | 60 | 2025-01-14 | 6 | None | N/A | N/A | Open
77 | Roads & Grounds | Roads | N/A | N/A | Low | Liter Picking | N/A | EVERYDAY | DAA 00 | PASSENGER TERMINAL | Available | N/A | N/A | 60 | 2025-01-15 | 6 | None | N/A | N/A | Open
78 | Roads & Grounds | Roads | N/A | N/A | Low | Liter Picking | N/A | EVERYDAY | DAA 00 | PASSENGER TERMINAL | Available | N/A | N/A | 80 | 2025-01-16 | 8 | None | N/A | N/A | Open
79 | Roads & Grounds | Roads | N/A | N/A | Low | Liter Picking | N/A | ONCE A WEEK | DAE 03 | GVIP OUTSIDE | Available | N/A | N/A | 70 | 2025-01-17 | 7 | None | N/A | N/A | Open
80 | Roads & Grounds | Roads | N/A | N/A | Low | Liter Picking | N/A | EVERYDAY | DAA 00 | PASSENGER TERMINAL | Available | N/A | N/A | 60 | 2025-01-18 | 6 | None | N/A | N/A | Open
81 | Roads & Grounds | Roads | N/A | N/A | Low | Liter Picking | N/A | EVERYDAY | DAA 00 | PASSENGER TERMINAL | Available | N/A | N/A | 80 | 2025-01-19 | 8 | None | N/A | N/A | Open
82 | Roads & Grounds | Roads | N/A | N/A | Low | Liter Picking | N/A | ONCE A WEEK | DAE 03 | GVIP OUTSIDE | Available | N/A | N/A | 70 | 2025-01-20 | 7 | None | N/A | N/A | Open
83 | Roads & Grounds | Roads | N/A | N/A | Low | Liter Picking | N/A | ONCE A WEEK | JAA 01 | North Service Road | Available | N/A | N/A | 50 | 2025-01-21 | 5 | None | N/A | N/A | Open
84 | Roads & Grounds | Roads | N/A | N/A | Low | Liter Picking | N/A | ONCE A WEEK | JAA 01 | West Service Road | Available | N/A | N/A | 60 | 2025-01-22 | 6 | None | N/A | N/A | Open
85 | Roads & Grounds | Roads | N/A | N/A | Low | Liter Picking | N/A | ONCE A WEEK | JAA 01 | South Service Road | Available | N/A | N/A | 60 | 2025-01-23 | 6 | None | N/A | N/A | Open
86 | Roads & Grounds | Roads | N/A | N/A | Low | Liter Picking | N/A | ONCE A WEEK | JAA 01 | South Service Road | Available | N/A | N/A | 60 | 2025-01-24 | 6 | None | N/A | N/A | Open
87 | Roads & Grounds | Landside Building Facilities | N/A | N/A | Low | Cleaning | N/A | MONTHLY |  | RSAF Camp | Available | N/A | N/A | 80 | 2025-01-25 | 8 | None | N/A | N/A | Open
88 | Roads & Grounds | Roads | N/A | N/A | Low | Road Sweeping | N/A | EVERYDAY | DAA 00 | PASSENGER TERMINAL | Available | N/A | N/A | 60 | 2025-01-26 | 6 | None | N/A | N/A | Open
89 | Roads & Grounds | Roads | N/A | N/A | Low | Road Sweeping | N/A | EVERYDAY | DAA 00 | PASSENGER TERMINAL | Available | N/A | N/A | 80 | 2025-01-27 | 8 | None | N/A | N/A | Open
90 | Roads & Grounds | Roads | N/A | N/A | Low | Road Sweeping | N/A | ONCE A WEEK | HDC 01 | Royal Terminal | Available | N/A | N/A | 70 | 2025-01-28 | 7 | None | N/A | N/A | Open
91 | Roads & Grounds | Roads | N/A | N/A | Low | Road Sweeping | N/A | ONCE A WEEK | AAA 00 | Tower Area | Available | N/A | N/A | 50 | 2025-01-29 | 5 | None | N/A | N/A | Open
92 | Roads & Grounds | Roads | N/A | N/A | Low | Road Sweeping | N/A | ONCE A WEEK | JAA 01 | Cargo Village | Available | N/A | N/A | 60 | 2025-01-30 | 6 | None | N/A | N/A | Open
93 | Roads & Grounds | Roads | N/A | N/A | Low | Road Sweeping | N/A | ONCE A WEEK | JAA 02 | Service Level | Available | N/A | N/A | 60 | 2025-01-31 | 6 | None | N/A | N/A | Open
94 | Roads & Grounds | Roads | N/A | N/A | Low | Road Sweeping | N/A | ONCE A WEEK | DAE 03 | GVIP OUTSIDE | Available | N/A | N/A | 60 | 01-Jan-2025 | 6 | None | N/A | N/A | Open
95 | Roads & Grounds | Roads | N/A | N/A | Low | Liter Picking | N/A | EVERYDAY | DBA03 | Custom | Available | N/A | N/A | 60 | 2025-01-02 | 6 | None | N/A | N/A | Open
96 | Roads & Grounds | Roads | N/A | N/A | Low | Liter Picking | N/A | EVERYDAY | DAA 00 | PASSENGER TERMINAL | Available | N/A | N/A | 60 | 2025-01-03 | 6 | None | N/A | N/A | Open
97 | Roads & Grounds | Roads | N/A | N/A | Low | Liter Picking | N/A | EVERYDAY | DAA 00 | PASSENGER TERMINAL | Available | N/A | N/A | 80 | 2025-01-04 | 8 | None | N/A | N/A | Open
98 | Roads & Grounds | Roads | N/A | N/A | Low | Liter Picking | N/A | ONCE A WEEK | DAE 03 | GVIP OUTSIDE | Available | N/A | N/A | 70 | 2025-01-05 | 7 | None | N/A | N/A | Open
99 | Roads & Grounds | Roads | N/A | N/A | Low | Liter Picking | N/A | EVERYDAY | DAA 00 | PASSENGER TERMINAL | Available | N/A | N/A | 60 | 2025-01-06 | 6 | None | N/A | N/A | Open
100 | Roads & Grounds | Roads | N/A | N/A | Low | Liter Picking | N/A | EVERYDAY | DAA 00 | PASSENGER TERMINAL | Available | N/A | N/A | 80 | 2025-01-07 | 8 | None | N/A | N/A | Open
101 | Roads & Grounds | Roads | N/A | N/A | Low | Liter Picking | N/A | ONCE A WEEK | DAE 03 | GVIP OUTSIDE | Available | N/A | N/A | 70 | 2025-01-08 | 7 | None | N/A | N/A | Open
102 | Roads & Grounds | Roads | N/A | N/A | Low | Liter Picking | N/A | ONCE A WEEK | JAA 01 | North Service Road | Available | N/A | N/A | 50 | 2025-01-09 | 5 | None | N/A | N/A | Open
103 | Roads & Grounds | Roads | N/A | N/A | Low | Liter Picking | N/A | EVERYDAY | DAA 00 | PASSENGER TERMINAL | Available | N/A | N/A | 60 | 2025-01-10 | 6 | None | N/A | N/A | Open
104 | Roads & Grounds | Roads | N/A | N/A | Low | Liter Picking | N/A | EVERYDAY | DAA 00 | PASSENGER TERMINAL | Available | N/A | N/A | 80 | 2025-01-11 | 8 | None | N/A | N/A | Open
105 | Roads & Grounds | Roads | N/A | N/A | Low | Liter Picking | N/A | ONCE A WEEK | DAE 03 | GVIP OUTSIDE | Available | N/A | N/A | 70 | 2025-01-12 | 7 | None | N/A | N/A | Open
106 | Roads & Grounds | Roads | N/A | N/A | Low | Liter Picking | N/A | EVERYDAY | DAA 00 | PASSENGER TERMINAL | Available | N/A | N/A | 60 | 2025-01-13 | 6 | None | N/A | N/A | Open
107 | Roads & Grounds | Roads | N/A | N/A | Low | Liter Picking | N/A | EVERYDAY | DAA 00 | PASSENGER TERMINAL | Available | N/A | N/A | 80 | 2025-01-14 | 8 | None | N/A | N/A | Open
108 | Roads & Grounds | Roads | N/A | N/A | Low | Liter Picking | N/A | ONCE A WEEK | DAE 03 | GVIP OUTSIDE | Available | N/A | N/A | 70 | 2025-01-15 | 7 | None | N/A | N/A | Open
109 | Roads & Grounds | Roads | N/A | N/A | Low | Liter Picking | N/A | ONCE A WEEK | JAA 01 | North Service Road | Available | N/A | N/A | 50 | 2025-01-16 | 5 | None | N/A | N/A | Open
110 | Roads & Grounds | Roads | N/A | N/A | Low | Liter Picking | N/A | ONCE A WEEK | JAA 01 | West Service Road | Available | N/A | N/A | 60 | 2025-01-17 | 6 | None | N/A | N/A | Open
111 | Roads & Grounds | Roads | N/A | N/A | Low | Liter Picking | N/A | ONCE A WEEK | JAA 01 | South Service Road | Available | N/A | N/A | 60 | 2025-01-18 | 6 | None | N/A | N/A | Open
112 | Roads & Grounds | Roads | N/A | N/A | Low | Liter Picking | N/A | ONCE A WEEK | JAA 01 | South Service Road | Available | N/A | N/A | 60 | 2025-01-19 | 6 | None | N/A | N/A | Open
113 | Roads & Grounds | Landside Building Facilities | N/A | N/A | Low | Cleaning | N/A | MONTHLY |  | RSAF Camp | Available | N/A | N/A | 80 | 2025-01-20 | 8 | None | N/A | N/A | Open
114 | Roads & Grounds | Roads | N/A | N/A | Low | Road Sweeping | N/A | EVERYDAY | DAA 00 | PASSENGER TERMINAL | Available | N/A | N/A | 60 | 2025-01-21 | 6 | None | N/A | N/A | Open
115 | Roads & Grounds | Roads | N/A | N/A | Low | Road Sweeping | N/A | EVERYDAY | DAA 00 | PASSENGER TERMINAL | Available | N/A | N/A | 80 | 2025-01-22 | 8 | None | N/A | N/A | Open
116 | Roads & Grounds | Roads | N/A | N/A | Low | Road Sweeping | N/A | ONCE A WEEK | HDC 01 | Royal Terminal | Available | N/A | N/A | 70 | 2025-01-23 | 7 | None | N/A | N/A | Open
117 | Roads & Grounds | Roads | N/A | N/A | Low | Road Sweeping | N/A | ONCE A WEEK | AAA 00 | Tower Area | Available | N/A | N/A | 50 | 2025-01-24 | 5 | None | N/A | N/A | Open
118 | Roads & Grounds | Roads | N/A | N/A | Low | Road Sweeping | N/A | ONCE A WEEK | JAA 01 | Cargo Village | Available | N/A | N/A | 60 | 2025-01-25 | 6 | None | N/A | N/A | Open
119 | Roads & Grounds | Roads | N/A | N/A | Low | Road Sweeping | N/A | ONCE A WEEK | JAA 02 | Service Level | Available | N/A | N/A | 60 | 2025-01-26 | 6 | None | N/A | N/A | Open
120 | Roads & Grounds | Roads | N/A | N/A | Low | Road Sweeping | N/A | ONCE A WEEK | DAE 03 | GVIP OUTSIDE | Available | N/A | N/A | 60 | 2025-01-27 | 6 | None | N/A | N/A | Open
121 | Roads & Grounds | Roads | N/A | N/A | Low | Liter Picking | N/A | EVERYDAY | DBA03 | Custom | Available | N/A | N/A | 60 | 2025-01-28 | 6 | None | N/A | N/A | Open
122 | Roads & Grounds | Roads | N/A | N/A | Low | Liter Picking | N/A | EVERYDAY | DAA 00 | PASSENGER TERMINAL | Available | N/A | N/A | 60 | 2025-01-29 | 6 | None | N/A | N/A | Open
123 | Roads & Grounds | Roads | N/A | N/A | Low | Liter Picking | N/A | EVERYDAY | DAA 00 | PASSENGER TERMINAL | Available | N/A | N/A | 80 | 2025-01-30 | 8 | None | N/A | N/A | Open
124 | Roads & Grounds | Roads | N/A | N/A | Low | Liter Picking | N/A | ONCE A WEEK | DAE 03 | GVIP OUTSIDE | Available | N/A | N/A | 70 | 2025-01-31 | 7 | None | N/A | N/A | Open
125 | Roads & Grounds | Roads | N/A | N/A | Low | Liter Picking | N/A | EVERYDAY | DAA 00 | PASSENGER TERMINAL | Available | N/A | N/A | 60 | 01-Jan-2025 | 6 | None | N/A | N/A | Open
126 | Roads & Grounds | Roads | N/A | N/A | Low | Liter Picking | N/A | EVERYDAY | DAA 00 | PASSENGER TERMINAL | Available | N/A | N/A | 80 | 2025-01-02 | 8 | None | N/A | N/A | Open
127 | Roads & Grounds | Roads | N/A | N/A | Low | Liter Picking | N/A | ONCE A WEEK | DAE 03 | GVIP OUTSIDE | Available | N/A | N/A | 70 | 2025-01-03 | 7 | None | N/A | N/A | Open
128 | Roads & Grounds | Roads | N/A | N/A | Low | Liter Picking | N/A | ONCE A WEEK | JAA 01 | North Service Road | Available | N/A | N/A | 50 | 2025-01-04 | 5 | None | N/A | N/A | Open
129 | Roads & Grounds | Roads | N/A | N/A | Low | Liter Picking | N/A | ONCE A WEEK | JAA 01 | West Service Road | Available | N/A | N/A | 60 | 2025-01-05 | 6 | None | N/A | N/A | Open
130 | Roads & Grounds | Roads | N/A | N/A | Low | Liter Picking | N/A | ONCE A WEEK | JAA 01 | South Service Road | Available | N/A | N/A | 60 | 2025-01-06 | 6 | None | N/A | N/A | Open
131 | Roads & Grounds | Roads | N/A | N/A | Low | Liter Picking | N/A | ONCE A WEEK | JAA 01 | South Service Road | Available | N/A | N/A | 60 | 2025-01-07 | 6 | None | N/A | N/A | Open
132 | Roads & Grounds | Landside Building Facilities | N/A | N/A | Low | Cleaning | N/A | MONTHLY |  | RSAF Camp | Available | N/A | N/A | 80 | 2025-01-08 | 8 | None | N/A | N/A | Open
133 | Roads & Grounds | Roads | N/A | N/A | Low | Road Sweeping | N/A | EVERYDAY | DAA 00 | PASSENGER TERMINAL | Available | N/A | N/A | 60 | 2025-01-09 | 6 | None | N/A | N/A | Open
134 | Roads & Grounds | Roads | N/A | N/A | Low | Road Sweeping | N/A | EVERYDAY | DAA 00 | PASSENGER TERMINAL | Available | N/A | N/A | 80 | 2025-01-10 | 8 | None | N/A | N/A | Open
135 | Roads & Grounds | Roads | N/A | N/A | Low | Road Sweeping | N/A | ONCE A WEEK | HDC 01 | Royal Terminal | Available | N/A | N/A | 70 | 2025-01-11 | 7 | None | N/A | N/A | Open
136 | Roads & Grounds | Roads | N/A | N/A | Low | Road Sweeping | N/A | ONCE A WEEK | AAA 00 | Tower Area | Available | N/A | N/A | 50 | 2025-01-12 | 5 | None | N/A | N/A | Open
137 | Roads & Grounds | Roads | N/A | N/A | Low | Road Sweeping | N/A | ONCE A WEEK | JAA 01 | Cargo Village | Available | N/A | N/A | 60 | 2025-01-13 | 6 | None | N/A | N/A | Open
138 | Roads & Grounds | Roads | N/A | N/A | Low | Road Sweeping | N/A | ONCE A WEEK | JAA 02 | Service Level | Available | N/A | N/A | 60 | 2025-01-14 | 6 | None | N/A | N/A | Open
139 | Roads & Grounds | Roads | N/A | N/A | Low | Road Sweeping | N/A | ONCE A WEEK | DAE 03 | GVIP OUTSIDE | Available | N/A | N/A | 60 | 2025-01-15 | 6 | None | N/A | N/A | Open
140 | Roads & Grounds | Roads | N/A | N/A | Low | Liter Picking | N/A | EVERYDAY | DBA03 | Custom | Available | N/A | N/A | 60 | 2025-01-16 | 6 | None | N/A | N/A | Open
141 | Roads & Grounds | Roads | N/A | N/A | Low | Liter Picking | N/A | EVERYDAY | DAA 00 | PASSENGER TERMINAL | Available | N/A | N/A | 60 | 2025-01-17 | 6 | None | N/A | N/A | Open
142 | Roads & Grounds | Roads | N/A | N/A | Low | Liter Picking | N/A | EVERYDAY | DAA 00 | PASSENGER TERMINAL | Available | N/A | N/A | 80 | 2025-01-18 | 8 | None | N/A | N/A | Open
143 | Roads & Grounds | Roads | N/A | N/A | Low | Liter Picking | N/A | ONCE A WEEK | DAE 03 | GVIP OUTSIDE | Available | N/A | N/A | 70 | 2025-01-19 | 7 | None | N/A | N/A | Open
144 | Roads & Grounds | Roads | N/A | N/A | Low | Liter Picking | N/A | EVERYDAY | DAA 00 | PASSENGER TERMINAL | Available | N/A | N/A | 60 | 2025-01-20 | 6 | None | N/A | N/A | Open
145 | Roads & Grounds | Roads | N/A | N/A | Low | Liter Picking | N/A | EVERYDAY | DAA 00 | PASSENGER TERMINAL | Available | N/A | N/A | 80 | 2025-01-21 | 8 | None | N/A | N/A | Open
146 | Roads & Grounds | Roads | N/A | N/A | Low | Liter Picking | N/A | ONCE A WEEK | DAE 03 | GVIP OUTSIDE | Available | N/A | N/A | 70 | 2025-01-22 | 7 | None | N/A | N/A | Open
147 | Roads & Grounds | Roads | N/A | N/A | Low | Liter Picking | N/A | ONCE A WEEK | JAA 01 | North Service Road | Available | N/A | N/A | 50 | 2025-01-23 | 5 | None | N/A | N/A | Open
148 | Roads & Grounds | Roads | N/A | N/A | Low | Liter Picking | N/A | ONCE A WEEK | JAA 01 | West Service Road | Available | N/A | N/A | 60 | 2025-01-24 | 6 | None | N/A | N/A | Open
149 | Roads & Grounds | Roads | N/A | N/A | Low | Liter Picking | N/A | ONCE A WEEK | JAA 01 | South Service Road | Available | N/A | N/A | 60 | 2025-01-25 | 6 | None | N/A | N/A | Open
150 | Roads & Grounds | Roads | N/A | N/A | Low | Liter Picking | N/A | ONCE A WEEK | JAA 01 | South Service Road | Available | N/A | N/A | 60 | 2025-01-26 | 6 | None | N/A | N/A | Open
151 | Roads & Grounds | Landside Building Facilities | N/A | N/A | Low | Cleaning | N/A | MONTHLY |  | RSAF Camp | Available | N/A | N/A | 80 | 2025-01-27 | 8 | None | N/A | N/A | Open
152 | Roads & Grounds | Roads | N/A | N/A | Low | Road Sweeping | N/A | EVERYDAY | DAA 00 | PASSENGER TERMINAL | Available | N/A | N/A | 60 | 2025-01-28 | 6 | None | N/A | N/A | Open
153 | Roads & Grounds | Roads | N/A | N/A | Low | Road Sweeping | N/A | EVERYDAY | DAA 00 | PASSENGER TERMINAL | Available | N/A | N/A | 80 | 2025-01-29 | 8 | None | N/A | N/A | Open
154 | Roads & Grounds | Roads | N/A | N/A | Low | Road Sweeping | N/A | ONCE A WEEK | HDC 01 | Royal Terminal | Available | N/A | N/A | 70 | 2025-01-30 | 7 | None | N/A | N/A | Open
155 | Roads & Grounds | Roads | N/A | N/A | Low | Road Sweeping | N/A | ONCE A WEEK | AAA 00 | Tower Area | Available | N/A | N/A | 50 | 2025-01-31 | 5 | None | N/A | N/A | Open
156 | Roads & Grounds | Roads | N/A | N/A | Low | Road Sweeping | N/A | ONCE A WEEK | JAA 01 | Cargo Village | Available | N/A | N/A | 60 | 01-Jan-2025 | 6 | None | N/A | N/A | Open
157 | Roads & Grounds | Roads | N/A | N/A | Low | Road Sweeping | N/A | ONCE A WEEK | JAA 02 | Service Level | Available | N/A | N/A | 60 | 2025-01-02 | 6 | None | N/A | N/A | Open
158 | Roads & Grounds | Roads | N/A | N/A | Low | Road Sweeping | N/A | ONCE A WEEK | DAE 03 | GVIP OUTSIDE | Available | N/A | N/A | 60 | 2025-01-03 | 6 | None | N/A | N/A | Open
159 | Roads & Grounds | Roads | N/A | N/A | Low | Liter Picking | N/A | EVERYDAY | DBA03 | Custom | Available | N/A | N/A | 60 | 2025-01-04 | 6 | None | N/A | N/A | Open
160 | Roads & Grounds | Roads | N/A | N/A | Low | Liter Picking | N/A | EVERYDAY | DAA 00 | PASSENGER TERMINAL | Available | N/A | N/A | 60 | 2025-01-05 | 6 | None | N/A | N/A | Open
161 | Roads & Grounds | Roads | N/A | N/A | Low | Liter Picking | N/A | EVERYDAY | DAA 00 | PASSENGER TERMINAL | Available | N/A | N/A | 80 | 2025-01-06 | 8 | None | N/A | N/A | Open
162 | Roads & Grounds | Roads | N/A | N/A | Low | Liter Picking | N/A | ONCE A WEEK | DAE 03 | GVIP OUTSIDE | Available | N/A | N/A | 70 | 2025-01-07 | 7 | None | N/A | N/A | Open
163 | Roads & Grounds | Roads | N/A | N/A | Low | Liter Picking | N/A | EVERYDAY | DAA 00 | PASSENGER TERMINAL | Available | N/A | N/A | 60 | 2025-01-08 | 6 | None | N/A | N/A | Open
164 | Roads & Grounds | Roads | N/A | N/A | Low | Liter Picking | N/A | EVERYDAY | DAA 00 | PASSENGER TERMINAL | Available | N/A | N/A | 80 | 2025-01-09 | 8 | None | N/A | N/A | Open
165 | Roads & Grounds | Roads | N/A | N/A | Low | Liter Picking | N/A | ONCE A WEEK | DAE 03 | GVIP OUTSIDE | Available | N/A | N/A | 70 | 2025-01-10 | 7 | None | N/A | N/A | Open
166 | Roads & Grounds | Roads | N/A | N/A | Low | Liter Picking | N/A | ONCE A WEEK | JAA 01 | North Service Road | Available | N/A | N/A | 50 | 2025-01-11 | 5 | None | N/A | N/A | Open
167 | Roads & Grounds | Roads | N/A | N/A | Low | Liter Picking | N/A | ONCE A WEEK | JAA 01 | West Service Road | Available | N/A | N/A | 60 | 2025-01-12 | 6 | None | N/A | N/A | Open
168 | Roads & Grounds | Roads | N/A | N/A | Low | Liter Picking | N/A | ONCE A WEEK | JAA 01 | South Service Road | Available | N/A | N/A | 60 | 2025-01-13 | 6 | None | N/A | N/A | Open
169 | Roads & Grounds | Roads | N/A | N/A | Low | Liter Picking | N/A | ONCE A WEEK | JAA 01 | South Service Road | Available | N/A | N/A | 60 | 2025-01-14 | 6 | None | N/A | N/A | Open
170 | Roads & Grounds | Landside Building Facilities | N/A | N/A | Low | Cleaning | N/A | MONTHLY |  | RSAF Camp | Available | N/A | N/A | 80 | 2025-01-15 | 8 | None | N/A | N/A | Open
171 | Roads & Grounds | Roads | N/A | N/A | Low | Road Sweeping | N/A | EVERYDAY | DAA 00 | PASSENGER TERMINAL | Available | N/A | N/A | 60 | 2025-01-16 | 6 | None | N/A | N/A | Open
172 | Roads & Grounds | Roads | N/A | N/A | Low | Road Sweeping | N/A | EVERYDAY | DAA 00 | PASSENGER TERMINAL | Available | N/A | N/A | 80 | 2025-01-17 | 8 | None | N/A | N/A | Open
173 | Roads & Grounds | Roads | N/A | N/A | Low | Road Sweeping | N/A | ONCE A WEEK | HDC 01 | Royal Terminal | Available | N/A | N/A | 70 | 2025-01-18 | 7 | None | N/A | N/A | Open
174 | Roads & Grounds | Roads | N/A | N/A | Low | Road Sweeping | N/A | ONCE A WEEK | AAA 00 | Tower Area | Available | N/A | N/A | 50 | 2025-01-19 | 5 | None | N/A | N/A | Open
175 | Roads & Grounds | Roads | N/A | N/A | Low | Road Sweeping | N/A | ONCE A WEEK | JAA 01 | Cargo Village | Available | N/A | N/A | 60 | 2025-01-20 | 6 | None | N/A | N/A | Open
176 | Roads & Grounds | Roads | N/A | N/A | Low | Road Sweeping | N/A | ONCE A WEEK | JAA 02 | Service Level | Available | N/A | N/A | 60 | 2025-01-21 | 6 | None | N/A | N/A | Open
177 | Roads & Grounds | Roads | N/A | N/A | Low | Road Sweeping | N/A | ONCE A WEEK | DAE 03 | GVIP OUTSIDE | Available | N/A | N/A | 60 | 2025-01-22 | 6 | None | N/A | N/A | Open
178 | Roads & Grounds | Roads | N/A | N/A | Low | Liter Picking | N/A | EVERYDAY | DBA03 | Custom | Available | N/A | N/A | 60 | 2025-01-23 | 6 | None | N/A | N/A | Open
179 | Roads & Grounds | Roads | N/A | N/A | Low | Liter Picking | N/A | EVERYDAY | DAA 00 | PASSENGER TERMINAL | Available | N/A | N/A | 60 | 2025-01-24 | 6 | None | N/A | N/A | Open
180 | Roads & Grounds | Roads | N/A | N/A | Low | Liter Picking | N/A | EVERYDAY | DAA 00 | PASSENGER TERMINAL | Available | N/A | N/A | 80 | 2025-01-25 | 8 | None | N/A | N/A | Open
181 | Roads & Grounds | Roads | N/A | N/A | Low | Liter Picking | N/A | ONCE A WEEK | DAE 03 | GVIP OUTSIDE | Available | N/A | N/A | 70 | 2025-01-26 | 7 | None | N/A | N/A | Open
182 | Roads & Grounds | Roads | N/A | N/A | Low | Liter Picking | N/A | EVERYDAY | DAA 00 | PASSENGER TERMINAL | Available | N/A | N/A | 60 | 2025-01-27 | 6 | None | N/A | N/A | Open
183 | Roads & Grounds | Roads | N/A | N/A | Low | Liter Picking | N/A | EVERYDAY | DAA 00 | PASSENGER TERMINAL | Available | N/A | N/A | 80 | 2025-01-28 | 8 | None | N/A | N/A | Open
184 | Roads & Grounds | Roads | N/A | N/A | Low | Liter Picking | N/A | ONCE A WEEK | DAE 03 | GVIP OUTSIDE | Available | N/A | N/A | 70 | 2025-01-29 | 7 | None | N/A | N/A | Open
185 | Roads & Grounds | Roads | N/A | N/A | Low | Liter Picking | N/A | ONCE A WEEK | JAA 01 | North Service Road | Available | N/A | N/A | 50 | 2025-01-30 | 5 | None | N/A | N/A | Open
186 | Roads & Grounds | Roads | N/A | N/A | Low | Liter Picking | N/A | ONCE A WEEK | JAA 01 | West Service Road | Available | N/A | N/A | 60 | 2025-01-31 | 6 | None | N/A | N/A | Open
187 | Roads & Grounds | Roads | N/A | N/A | Low | Liter Picking | N/A | ONCE A WEEK | JAA 01 | South Service Road | Available | N/A | N/A | 60 | 01-Jan-2025 | 6 | None | N/A | N/A | Open
188 | Roads & Grounds | Roads | N/A | N/A | Low | Liter Picking | N/A | ONCE A WEEK | JAA 01 | South Service Road | Available | N/A | N/A | 60 | 2025-01-02 | 6 | None | N/A | N/A | Open
189 | Roads & Grounds | Landside Building Facilities | N/A | N/A | Low | Cleaning | N/A | MONTHLY |  | RSAF Camp | Available | N/A | N/A | 80 | 2025-01-03 | 8 | None | N/A | N/A | Open
190 | Roads & Grounds | Roads | N/A | N/A | Low | Road Sweeping | N/A | EVERYDAY | DAA 00 | PASSENGER TERMINAL | Available | N/A | N/A | 60 | 2025-01-04 | 6 | None | N/A | N/A | Open
191 | Roads & Grounds | Roads | N/A | N/A | Low | Road Sweeping | N/A | EVERYDAY | DAA 00 | PASSENGER TERMINAL | Available | N/A | N/A | 80 | 2025-01-05 | 8 | None | N/A | N/A | Open
192 | Roads & Grounds | Roads | N/A | N/A | Low | Road Sweeping | N/A | ONCE A WEEK | HDC 01 | Royal Terminal | Available | N/A | N/A | 70 | 2025-01-06 | 7 | None | N/A | N/A | Open
193 | Roads & Grounds | Roads | N/A | N/A | Low | Road Sweeping | N/A | ONCE A WEEK | AAA 00 | Tower Area | Available | N/A | N/A | 50 | 2025-01-07 | 5 | None | N/A | N/A | Open
194 | Roads & Grounds | Roads | N/A | N/A | Low | Road Sweeping | N/A | ONCE A WEEK | JAA 01 | Cargo Village | Available | N/A | N/A | 60 | 2025-01-08 | 6 | None | N/A | N/A | Open
195 | Roads & Grounds | Roads | N/A | N/A | Low | Road Sweeping | N/A | ONCE A WEEK | JAA 02 | Service Level | Available | N/A | N/A | 60 | 2025-01-09 | 6 | None | N/A | N/A | Open
196 | Roads & Grounds | Roads | N/A | N/A | Low | Road Sweeping | N/A | ONCE A WEEK | DAE 03 | GVIP OUTSIDE | Available | N/A | N/A | 60 | 2025-01-10 | 6 | None | N/A | N/A | Open
197 | Roads & Grounds | Roads | N/A | N/A | Low | Liter Picking | N/A | EVERYDAY | DBA03 | Custom | Available | N/A | N/A | 60 | 2025-01-11 | 6 | None | N/A | N/A | Open
198 | Roads & Grounds | Roads | N/A | N/A | Low | Liter Picking | N/A | EVERYDAY | DAA 00 | PASSENGER TERMINAL | Available | N/A | N/A | 60 | 2025-01-12 | 6 | None | N/A | N/A | Open
199 | Roads & Grounds | Roads | N/A | N/A | Low | Liter Picking | N/A | EVERYDAY | DAA 00 | PASSENGER TERMINAL | Available | N/A | N/A | 80 | 2025-01-13 | 8 | None | N/A | N/A | Open
200 | Roads & Grounds | Roads | N/A | N/A | Low | Liter Picking | N/A | ONCE A WEEK | DAE 03 | GVIP OUTSIDE | Available | N/A | N/A | 70 | 2025-01-14 | 7 | None | N/A | N/A | Open
201 | Roads & Grounds | Roads | N/A | N/A | Low | Liter Picking | N/A | EVERYDAY | DAA 00 | PASSENGER TERMINAL | Available | N/A | N/A | 60 | 2025-01-15 | 6 | None | N/A | N/A | Open
202 | Roads & Grounds | Roads | N/A | N/A | Low | Liter Picking | N/A | EVERYDAY | DAA 00 | PASSENGER TERMINAL | Available | N/A | N/A | 80 | 2025-01-16 | 8 | None | N/A | N/A | Open
203 | Roads & Grounds | Roads | N/A | N/A | Low | Liter Picking | N/A | ONCE A WEEK | DAE 03 | GVIP OUTSIDE | Available | N/A | N/A | 70 | 2025-01-17 | 7 | None | N/A | N/A | Open
204 | Roads & Grounds | Roads | N/A | N/A | Low | Liter Picking | N/A | ONCE A WEEK | JAA 01 | North Service Road | Available | N/A | N/A | 50 | 2025-01-18 | 5 | None | N/A | N/A | Open
205 | Roads & Grounds | Roads | N/A | N/A | Low | Liter Picking | N/A | ONCE A WEEK | JAA 01 | West Service Road | Available | N/A | N/A | 60 | 2025-01-19 | 6 | None | N/A | N/A | Open
206 | Roads & Grounds | Roads | N/A | N/A | Low | Liter Picking | N/A | ONCE A WEEK | JAA 01 | South Service Road | Available | N/A | N/A | 60 | 2025-01-20 | 6 | None | N/A | N/A | Open
207 | Roads & Grounds | Roads | N/A | N/A | Low | Liter Picking | N/A | ONCE A WEEK | JAA 01 | South Service Road | Available | N/A | N/A | 60 | 2025-01-21 | 6 | None | N/A | N/A | Open
208 | Roads & Grounds | Landside Building Facilities | N/A | N/A | Low | Cleaning | N/A | MONTHLY |  | RSAF Camp | Available | N/A | N/A | 80 | 2025-01-22 | 8 | None | N/A | N/A | Open
209 | Roads & Grounds | Roads | N/A | N/A | Low | Road Sweeping | N/A | EVERYDAY | DAA 00 | PASSENGER TERMINAL | Available | N/A | N/A | 60 | 2025-01-23 | 6 | None | N/A | N/A | Open
210 | Roads & Grounds | Roads | N/A | N/A | Low | Road Sweeping | N/A | EVERYDAY | DAA 00 | PASSENGER TERMINAL | Available | N/A | N/A | 80 | 2025-01-24 | 8 | None | N/A | N/A | Open
211 | Roads & Grounds | Roads | N/A | N/A | Low | Road Sweeping | N/A | ONCE A WEEK | HDC 01 | Royal Terminal | Available | N/A | N/A | 70 | 2025-01-25 | 7 | None | N/A | N/A | Open
212 | Roads & Grounds | Roads | N/A | N/A | Low | Road Sweeping | N/A | ONCE A WEEK | AAA 00 | Tower Area | Available | N/A | N/A | 50 | 2025-01-26 | 5 | None | N/A | N/A | Open
213 | Roads & Grounds | Roads | N/A | N/A | Low | Road Sweeping | N/A | ONCE A WEEK | JAA 01 | Cargo Village | Available | N/A | N/A | 60 | 2025-01-27 | 6 | None | N/A | N/A | Open
214 | Roads & Grounds | Roads | N/A | N/A | Low | Road Sweeping | N/A | ONCE A WEEK | JAA 02 | Service Level | Available | N/A | N/A | 60 | 2025-01-28 | 6 | None | N/A | N/A | Open
215 | Roads & Grounds | Roads | N/A | N/A | Low | Road Sweeping | N/A | ONCE A WEEK | DAE 03 | GVIP OUTSIDE | Available | N/A | N/A | 60 | 2025-01-29 | 6 | None | N/A | N/A | Open
216 | Roads & Grounds | Roads | N/A | N/A | Low | Liter Picking | N/A | EVERYDAY | DBA03 | Custom | Available | N/A | N/A | 60 | 2025-01-30 | 6 | None | N/A | N/A | Open
217 | Roads & Grounds | Roads | N/A | N/A | Low | Liter Picking | N/A | EVERYDAY | DAA 00 | PASSENGER TERMINAL | Available | N/A | N/A | 60 | 2025-01-31 | 6 | None | N/A | N/A | Open
218 | Roads & Grounds | Roads | N/A | N/A | Low | Liter Picking | N/A | EVERYDAY | DAA 00 | PASSENGER TERMINAL | Available | N/A | N/A | 80 | 01-Jan-2025 | 8 | None | N/A | N/A | Open
219 | Roads & Grounds | Roads | N/A | N/A | Low | Liter Picking | N/A | ONCE A WEEK | DAE 03 | GVIP OUTSIDE | Available | N/A | N/A | 70 | 2025-01-02 | 7 | None | N/A | N/A | Open
220 | Roads & Grounds | Roads | N/A | N/A | Low | Liter Picking | N/A | EVERYDAY | DAA 00 | PASSENGER TERMINAL | Available | N/A | N/A | 60 | 2025-01-03 | 6 | None | N/A | N/A | Open
221 | Roads & Grounds | Roads | N/A | N/A | Low | Liter Picking | N/A | EVERYDAY | DAA 00 | PASSENGER TERMINAL | Available | N/A | N/A | 80 | 2025-01-04 | 8 | None | N/A | N/A | Open
222 | Roads & Grounds | Roads | N/A | N/A | Low | Liter Picking | N/A | ONCE A WEEK | DAE 03 | GVIP OUTSIDE | Available | N/A | N/A | 70 | 2025-01-05 | 7 | None | N/A | N/A | Open
223 | Roads & Grounds | Roads | N/A | N/A | Low | Liter Picking | N/A | ONCE A WEEK | JAA 01 | North Service Road | Available | N/A | N/A | 50 | 2025-01-06 | 5 | None | N/A | N/A | Open
224 | Roads & Grounds | Roads | N/A | N/A | Low | Liter Picking | N/A | EVERYDAY | DAA 00 | PASSENGER TERMINAL | Available | N/A | N/A | 60 | 2025-01-07 | 6 | None | N/A | N/A | Open
225 | Roads & Grounds | Roads | N/A | N/A | Low | Liter Picking | N/A | EVERYDAY | DAA 00 | PASSENGER TERMINAL | Available | N/A | N/A | 80 | 2025-01-08 | 8 | None | N/A | N/A | Open
226 | Roads & Grounds | Roads | N/A | N/A | Low | Liter Picking | N/A | ONCE A WEEK | DAE 03 | GVIP OUTSIDE | Available | N/A | N/A | 70 | 2025-01-09 | 7 | None | N/A | N/A | Open
227 | Roads & Grounds | Roads | N/A | N/A | Low | Liter Picking | N/A | EVERYDAY | DAA 00 | PASSENGER TERMINAL | Available | N/A | N/A | 60 | 2025-01-10 | 6 | None | N/A | N/A | Open
228 | Roads & Grounds | Roads | N/A | N/A | Low | Liter Picking | N/A | EVERYDAY | DAA 00 | PASSENGER TERMINAL | Available | N/A | N/A | 80 | 2025-01-11 | 8 | None | N/A | N/A | Open
229 | Roads & Grounds | Roads | N/A | N/A | Low | Liter Picking | N/A | ONCE A WEEK | DAE 03 | GVIP OUTSIDE | Available | N/A | N/A | 70 | 2025-01-12 | 7 | None | N/A | N/A | Open
230 | Roads & Grounds | Roads | N/A | N/A | Low | Liter Picking | N/A | ONCE A WEEK | JAA 01 | North Service Road | Available | N/A | N/A | 50 | 2025-01-13 | 5 | None | N/A | N/A | Open
231 | Roads & Grounds | Roads | N/A | N/A | Low | Liter Picking | N/A | ONCE A WEEK | JAA 01 | West Service Road | Available | N/A | N/A | 60 | 2025-01-14 | 6 | None | N/A | N/A | Open
232 | Roads & Grounds | Roads | N/A | N/A | Low | Liter Picking | N/A | ONCE A WEEK | JAA 01 | South Service Road | Available | N/A | N/A | 60 | 2025-01-15 | 6 | None | N/A | N/A | Open
233 | Roads & Grounds | Roads | N/A | N/A | Low | Liter Picking | N/A | ONCE A WEEK | JAA 01 | South Service Road | Available | N/A | N/A | 60 | 2025-01-16 | 6 | None | N/A | N/A | Open
234 | Roads & Grounds | Landside Building Facilities | N/A | N/A | Low | Cleaning | N/A | MONTHLY |  | RSAF Camp | Available | N/A | N/A | 80 | 2025-01-17 | 8 | None | N/A | N/A | Open
235 | Roads & Grounds | Roads | N/A | N/A | Low | Road Sweeping | N/A | EVERYDAY | DAA 00 | PASSENGER TERMINAL | Available | N/A | N/A | 60 | 2025-01-18 | 6 | None | N/A | N/A | Open
236 | Roads & Grounds | Roads | N/A | N/A | Low | Road Sweeping | N/A | EVERYDAY | DAA 00 | PASSENGER TERMINAL | Available | N/A | N/A | 80 | 2025-01-19 | 8 | None | N/A | N/A | Open
237 | Roads & Grounds | Roads | N/A | N/A | Low | Road Sweeping | N/A | ONCE A WEEK | HDC 01 | Royal Terminal | Available | N/A | N/A | 70 | 2025-01-20 | 7 | None | N/A | N/A | Open
238 | Roads & Grounds | Roads | N/A | N/A | Low | Road Sweeping | N/A | ONCE A WEEK | AAA 00 | Tower Area | Available | N/A | N/A | 50 | 2025-01-21 | 5 | None | N/A | N/A | Open
239 | Roads & Grounds | Roads | N/A | N/A | Low | Road Sweeping | N/A | ONCE A WEEK | JAA 01 | Cargo Village | Available | N/A | N/A | 60 | 2025-01-22 | 6 | None | N/A | N/A | Open
240 | Roads & Grounds | Roads | N/A | N/A | Low | Road Sweeping | N/A | ONCE A WEEK | JAA 02 | Service Level | Available | N/A | N/A | 60 | 2025-01-23 | 6 | None | N/A | N/A | Open
241 | Roads & Grounds | Roads | N/A | N/A | Low | Road Sweeping | N/A | ONCE A WEEK | DAE 03 | GVIP OUTSIDE | Available | N/A | N/A | 60 | 2025-01-24 | 6 | None | N/A | N/A | Open
242 | Roads & Grounds | Roads | N/A | N/A | Low | Liter Picking | N/A | EVERYDAY | DBA03 | Custom | Available | N/A | N/A | 60 | 2025-01-25 | 6 | None | N/A | N/A | Open
243 | Roads & Grounds | Roads | N/A | N/A | Low | Liter Picking | N/A | EVERYDAY | DAA 00 | PASSENGER TERMINAL | Available | N/A | N/A | 60 | 2025-01-26 | 6 | None | N/A | N/A | Open
244 | Roads & Grounds | Roads | N/A | N/A | Low | Liter Picking | N/A | EVERYDAY | DAA 00 | PASSENGER TERMINAL | Available | N/A | N/A | 80 | 2025-01-27 | 8 | None | N/A | N/A | Open
245 | Roads & Grounds | Roads | N/A | N/A | Low | Liter Picking | N/A | ONCE A WEEK | DAE 03 | GVIP OUTSIDE | Available | N/A | N/A | 70 | 2025-01-28 | 7 | None | N/A | N/A | Open
246 | Roads & Grounds | Roads | N/A | N/A | Low | Liter Picking | N/A | EVERYDAY | DAA 00 | PASSENGER TERMINAL | Available | N/A | N/A | 60 | 2025-01-29 | 6 | None | N/A | N/A | Open
247 | Roads & Grounds | Roads | N/A | N/A | Low | Liter Picking | N/A | EVERYDAY | DAA 00 | PASSENGER TERMINAL | Available | N/A | N/A | 80 | 2025-01-30 | 8 | None | N/A | N/A | Open
248 | Roads & Grounds | Roads | N/A | N/A | Low | Liter Picking | N/A | ONCE A WEEK | DAE 03 | GVIP OUTSIDE | Available | N/A | N/A | 70 | 2025-01-31 | 7 | None | N/A | N/A | Open
249 | Roads & Grounds | Roads | N/A | N/A | Low | Liter Picking | N/A | ONCE A WEEK | JAA 01 | North Service Road | Available | N/A | N/A | 50 | 01-Jan-2025 | 5 | None | N/A | N/A | Open
250 | Roads & Grounds | Roads | N/A | N/A | Low | Liter Picking | N/A | ONCE A WEEK | JAA 01 | West Service Road | Available | N/A | N/A | 60 | 2025-01-02 | 6 | None | N/A | N/A | Open
251 | Roads & Grounds | Roads | N/A | N/A | Low | Liter Picking | N/A | ONCE A WEEK | JAA 01 | South Service Road | Available | N/A | N/A | 60 | 2025-01-03 | 6 | None | N/A | N/A | Open
252 | Roads & Grounds | Roads | N/A | N/A | Low | Liter Picking | N/A | ONCE A WEEK | JAA 01 | South Service Road | Available | N/A | N/A | 60 | 2025-01-04 | 6 | None | N/A | N/A | Open
253 | Roads & Grounds | Landside Building Facilities | N/A | N/A | Low | Cleaning | N/A | MONTHLY |  | RSAF Camp | Available | N/A | N/A | 80 | 2025-01-05 | 8 | None | N/A | N/A | Open
254 | Roads & Grounds | Roads | N/A | N/A | Low | Road Sweeping | N/A | EVERYDAY | DAA 00 | PASSENGER TERMINAL | Available | N/A | N/A | 60 | 2025-01-06 | 6 | None | N/A | N/A | Open
255 | Roads & Grounds | Roads | N/A | N/A | Low | Road Sweeping | N/A | EVERYDAY | DAA 00 | PASSENGER TERMINAL | Available | N/A | N/A | 80 | 2025-01-07 | 8 | None | N/A | N/A | Open
256 | Roads & Grounds | Roads | N/A | N/A | Low | Road Sweeping | N/A | ONCE A WEEK | HDC 01 | Royal Terminal | Available | N/A | N/A | 70 | 2025-01-08 | 7 | None | N/A | N/A | Open
257 | Roads & Grounds | Roads | N/A | N/A | Low | Road Sweeping | N/A | ONCE A WEEK | AAA 00 | Tower Area | Available | N/A | N/A | 50 | 2025-01-09 | 5 | None | N/A | N/A | Open
258 | Roads & Grounds | Roads | N/A | N/A | Low | Road Sweeping | N/A | ONCE A WEEK | JAA 01 | Cargo Village | Available | N/A | N/A | 60 | 2025-01-10 | 6 | None | N/A | N/A | Open
259 | Roads & Grounds | Roads | N/A | N/A | Low | Road Sweeping | N/A | ONCE A WEEK | JAA 02 | Service Level | Available | N/A | N/A | 60 | 2025-01-11 | 6 | None | N/A | N/A | Open
260 | Roads & Grounds | Roads | N/A | N/A | Low | Road Sweeping | N/A | ONCE A WEEK | DAE 03 | GVIP OUTSIDE | Available | N/A | N/A | 60 | 2025-01-12 | 6 | None | N/A | N/A | Open
261 | Roads & Grounds | Roads | N/A | N/A | Low | Liter Picking | N/A | EVERYDAY | DBA03 | Custom | Available | N/A | N/A | 60 | 2025-01-13 | 6 | None | N/A | N/A | Open
262 | Roads & Grounds | Roads | N/A | N/A | Low | Liter Picking | N/A | EVERYDAY | DAA 00 | PASSENGER TERMINAL | Available | N/A | N/A | 60 | 2025-01-14 | 6 | None | N/A | N/A | Open
263 | Roads & Grounds | Roads | N/A | N/A | Low | Liter Picking | N/A | EVERYDAY | DAA 00 | PASSENGER TERMINAL | Available | N/A | N/A | 80 | 2025-01-15 | 8 | None | N/A | N/A | Open
264 | Roads & Grounds | Roads | N/A | N/A | Low | Liter Picking | N/A | ONCE A WEEK | DAE 03 | GVIP OUTSIDE | Available | N/A | N/A | 70 | 2025-01-16 | 7 | None | N/A | N/A | Open
265 | Roads & Grounds | Roads | N/A | N/A | Low | Liter Picking | N/A | EVERYDAY | DAA 00 | PASSENGER TERMINAL | Available | N/A | N/A | 60 | 2025-01-17 | 6 | None | N/A | N/A | Open
266 | Roads & Grounds | Roads | N/A | N/A | Low | Liter Picking | N/A | EVERYDAY | DAA 00 | PASSENGER TERMINAL | Available | N/A | N/A | 80 | 2025-01-18 | 8 | None | N/A | N/A | Open
267 | Roads & Grounds | Roads | N/A | N/A | Low | Liter Picking | N/A | ONCE A WEEK | DAE 03 | GVIP OUTSIDE | Available | N/A | N/A | 70 | 2025-01-19 | 7 | None | N/A | N/A | Open
268 | Roads & Grounds | Roads | N/A | N/A | Low | Liter Picking | N/A | ONCE A WEEK | JAA 01 | North Service Road | Available | N/A | N/A | 50 | 2025-01-20 | 5 | None | N/A | N/A | Open
269 | Roads & Grounds | Roads | N/A | N/A | Low | Liter Picking | N/A | ONCE A WEEK | JAA 01 | West Service Road | Available | N/A | N/A | 60 | 2025-01-21 | 6 | None | N/A | N/A | Open
270 | Roads & Grounds | Roads | N/A | N/A | Low | Liter Picking | N/A | ONCE A WEEK | JAA 01 | South Service Road | Available | N/A | N/A | 60 | 2025-01-22 | 6 | None | N/A | N/A | Open
271 | Roads & Grounds | Roads | N/A | N/A | Low | Liter Picking | N/A | ONCE A WEEK | JAA 01 | South Service Road | Available | N/A | N/A | 60 | 2025-01-23 | 6 | None | N/A | N/A | Open
272 | Roads & Grounds | Landside Building Facilities | N/A | N/A | Low | Cleaning | N/A | MONTHLY |  | RSAF Camp | Available | N/A | N/A | 80 | 2025-01-24 | 8 | None | N/A | N/A | Open
273 | Roads & Grounds | Roads | N/A | N/A | Low | Road Sweeping | N/A | EVERYDAY | DAA 00 | PASSENGER TERMINAL | Available | N/A | N/A | 60 | 2025-01-25 | 6 | None | N/A | N/A | Open
274 | Roads & Grounds | Roads | N/A | N/A | Low | Road Sweeping | N/A | EVERYDAY | DAA 00 | PASSENGER TERMINAL | Available | N/A | N/A | 80 | 2025-01-26 | 8 | None | N/A | N/A | Open
275 | Roads & Grounds | Roads | N/A | N/A | Low | Road Sweeping | N/A | ONCE A WEEK | HDC 01 | Royal Terminal | Available | N/A | N/A | 70 | 2025-01-27 | 7 | None | N/A | N/A | Open
276 | Roads & Grounds | Roads | N/A | N/A | Low | Road Sweeping | N/A | ONCE A WEEK | AAA 00 | Tower Area | Available | N/A | N/A | 50 | 2025-01-28 | 5 | None | N/A | N/A | Open
277 | Roads & Grounds | Roads | N/A | N/A | Low | Road Sweeping | N/A | ONCE A WEEK | JAA 01 | Cargo Village | Available | N/A | N/A | 60 | 2025-01-29 | 6 | None | N/A | N/A | Open
278 | Roads & Grounds | Roads | N/A | N/A | Low | Road Sweeping | N/A | ONCE A WEEK | JAA 02 | Service Level | Available | N/A | N/A | 60 | 2025-01-30 | 6 | None | N/A | N/A | Open
279 | Roads & Grounds | Roads | N/A | N/A | Low | Road Sweeping | N/A | ONCE A WEEK | DAE 03 | GVIP OUTSIDE | Available | N/A | N/A | 60 | 2025-01-31 | 6 | None | N/A | N/A | Open
280 | Roads & Grounds | Roads | N/A | N/A | Low | Liter Picking | N/A | EVERYDAY | DBA03 | Custom | Available | N/A | N/A | 60 | 01-Jan-2025 | 6 | None | N/A | N/A | Open
281 | Roads & Grounds | Roads | N/A | N/A | Low | Liter Picking | N/A | EVERYDAY | DAA 00 | PASSENGER TERMINAL | Available | N/A | N/A | 60 | 2025-01-02 | 6 | None | N/A | N/A | Open
282 | Roads & Grounds | Roads | N/A | N/A | Low | Liter Picking | N/A | EVERYDAY | DAA 00 | PASSENGER TERMINAL | Available | N/A | N/A | 80 | 2025-01-03 | 8 | None | N/A | N/A | Open
283 | Roads & Grounds | Roads | N/A | N/A | Low | Liter Picking | N/A | ONCE A WEEK | DAE 03 | GVIP OUTSIDE | Available | N/A | N/A | 70 | 2025-01-04 | 7 | None | N/A | N/A | Open
284 | Roads & Grounds | Roads | N/A | N/A | Low | Liter Picking | N/A | EVERYDAY | DAA 00 | PASSENGER TERMINAL | Available | N/A | N/A | 60 | 2025-01-05 | 6 | None | N/A | N/A | Open
285 | Roads & Grounds | Roads | N/A | N/A | Low | Liter Picking | N/A | EVERYDAY | DAA 00 | PASSENGER TERMINAL | Available | N/A | N/A | 80 | 2025-01-06 | 8 | None | N/A | N/A | Open
286 | Roads & Grounds | Roads | N/A | N/A | Low | Liter Picking | N/A | ONCE A WEEK | DAE 03 | GVIP OUTSIDE | Available | N/A | N/A | 70 | 2025-01-07 | 7 | None | N/A | N/A | Open
287 | Roads & Grounds | Roads | N/A | N/A | Low | Liter Picking | N/A | ONCE A WEEK | JAA 01 | North Service Road | Available | N/A | N/A | 50 | 2025-01-08 | 5 | None | N/A | N/A | Open
288 | Roads & Grounds | Roads | N/A | N/A | Low | Liter Picking | N/A | ONCE A WEEK | JAA 01 | West Service Road | Available | N/A | N/A | 60 | 2025-01-09 | 6 | None | N/A | N/A | Open
289 | Roads & Grounds | Roads | N/A | N/A | Low | Liter Picking | N/A | ONCE A WEEK | JAA 01 | South Service Road | Available | N/A | N/A | 60 | 2025-01-10 | 6 | None | N/A | N/A | Open
290 | Roads & Grounds | Roads | N/A | N/A | Low | Liter Picking | N/A | ONCE A WEEK | JAA 01 | South Service Road | Available | N/A | N/A | 60 | 2025-01-11 | 6 | None | N/A | N/A | Open
291 | Roads & Grounds | Landside Building Facilities | N/A | N/A | Low | Cleaning | N/A | MONTHLY |  | RSAF Camp | Available | N/A | N/A | 80 | 2025-01-12 | 8 | None | N/A | N/A | Open
292 | Roads & Grounds | Roads | N/A | N/A | Low | Road Sweeping | N/A | EVERYDAY | DAA 00 | PASSENGER TERMINAL | Available | N/A | N/A | 60 | 2025-01-13 | 6 | None | N/A | N/A | Open
293 | Roads & Grounds | Roads | N/A | N/A | Low | Road Sweeping | N/A | EVERYDAY | DAA 00 | PASSENGER TERMINAL | Available | N/A | N/A | 80 | 2025-01-14 | 8 | None | N/A | N/A | Open
294 | Roads & Grounds | Roads | N/A | N/A | Low | Road Sweeping | N/A | ONCE A WEEK | HDC 01 | Royal Terminal | Available | N/A | N/A | 70 | 2025-01-15 | 7 | None | N/A | N/A | Open
295 | Roads & Grounds | Roads | N/A | N/A | Low | Road Sweeping | N/A | ONCE A WEEK | AAA 00 | Tower Area | Available | N/A | N/A | 50 | 2025-01-16 | 5 | None | N/A | N/A | Open
296 | Roads & Grounds | Roads | N/A | N/A | Low | Road Sweeping | N/A | ONCE A WEEK | JAA 01 | Cargo Village | Available | N/A | N/A | 60 | 2025-01-17 | 6 | None | N/A | N/A | Open
297 | Roads & Grounds | Roads | N/A | N/A | Low | Road Sweeping | N/A | ONCE A WEEK | JAA 02 | Service Level | Available | N/A | N/A | 60 | 2025-01-18 | 6 | None | N/A | N/A | Open
298 | Roads & Grounds | Roads | N/A | N/A | Low | Road Sweeping | N/A | ONCE A WEEK | DAE 03 | GVIP OUTSIDE | Available | N/A | N/A | 60 | 2025-01-19 | 6 | None | N/A | N/A | Open
299 | Roads & Grounds | Roads | N/A | N/A | Low | Liter Picking | N/A | EVERYDAY | DBA03 | Custom | Available | N/A | N/A | 60 | 2025-01-20 | 6 | None | N/A | N/A | Open
300 | Roads & Grounds | Roads | N/A | N/A | Low | Liter Picking | N/A | EVERYDAY | DAA 00 | PASSENGER TERMINAL | Available | N/A | N/A | 60 | 2025-01-21 | 6 | None | N/A | N/A | Open
301 | Roads & Grounds | Roads | N/A | N/A | Low | Liter Picking | N/A | EVERYDAY | DAA 00 | PASSENGER TERMINAL | Available | N/A | N/A | 80 | 2025-01-22 | 8 | None | N/A | N/A | Open
302 | Roads & Grounds | Roads | N/A | N/A | Low | Liter Picking | N/A | ONCE A WEEK | DAE 03 | GVIP OUTSIDE | Available | N/A | N/A | 70 | 2025-01-23 | 7 | None | N/A | N/A | Open
303 | Roads & Grounds | Roads | N/A | N/A | Low | Liter Picking | N/A | EVERYDAY | DAA 00 | PASSENGER TERMINAL | Available | N/A | N/A | 60 | 2025-01-24 | 6 | None | N/A | N/A | Open
304 | Roads & Grounds | Roads | N/A | N/A | Low | Liter Picking | N/A | EVERYDAY | DAA 00 | PASSENGER TERMINAL | Available | N/A | N/A | 80 | 2025-01-25 | 8 | None | N/A | N/A | Open
305 | Roads & Grounds | Roads | N/A | N/A | Low | Liter Picking | N/A | ONCE A WEEK | DAE 03 | GVIP OUTSIDE | Available | N/A | N/A | 70 | 2025-01-26 | 7 | None | N/A | N/A | Open
306 | Roads & Grounds | Roads | N/A | N/A | Low | Liter Picking | N/A | ONCE A WEEK | JAA 01 | North Service Road | Available | N/A | N/A | 50 | 2025-01-27 | 5 | None | N/A | N/A | Open
307 | Roads & Grounds | Roads | N/A | N/A | Low | Liter Picking | N/A | ONCE A WEEK | JAA 01 | West Service Road | Available | N/A | N/A | 60 | 2025-01-28 | 6 | None | N/A | N/A | Open
308 | Roads & Grounds | Roads | N/A | N/A | Low | Liter Picking | N/A | ONCE A WEEK | JAA 01 | South Service Road | Available | N/A | N/A | 60 | 2025-01-29 | 6 | None | N/A | N/A | Open
309 | Roads & Grounds | Roads | N/A | N/A | Low | Liter Picking | N/A | ONCE A WEEK | JAA 01 | South Service Road | Available | N/A | N/A | 60 | 2025-01-30 | 6 | None | N/A | N/A | Open
310 | Roads & Grounds | Landside Building Facilities | N/A | N/A | Low | Cleaning | N/A | MONTHLY |  | RSAF Camp | Available | N/A | N/A | 80 | 2025-01-31 | 8 | None | N/A | N/A | Open
311 | Roads & Grounds | Roads | N/A | N/A | Low | Road Sweeping | N/A | EVERYDAY | DAA 00 | PASSENGER TERMINAL | Available | N/A | N/A | 60 | 01-Jan-2025 | 6 | None | N/A | N/A | Open
312 | Roads & Grounds | Roads | N/A | N/A | Low | Road Sweeping | N/A | EVERYDAY | DAA 00 | PASSENGER TERMINAL | Available | N/A | N/A | 80 | 2025-01-02 | 8 | None | N/A | N/A | Open
313 | Roads & Grounds | Roads | N/A | N/A | Low | Road Sweeping | N/A | ONCE A WEEK | HDC 01 | Royal Terminal | Available | N/A | N/A | 70 | 2025-01-03 | 7 | None | N/A | N/A | Open
314 | Roads & Grounds | Roads | N/A | N/A | Low | Road Sweeping | N/A | ONCE A WEEK | AAA 00 | Tower Area | Available | N/A | N/A | 50 | 2025-01-04 | 5 | None | N/A | N/A | Open
315 | Roads & Grounds | Roads | N/A | N/A | Low | Road Sweeping | N/A | ONCE A WEEK | JAA 01 | Cargo Village | Available | N/A | N/A | 60 | 2025-01-05 | 6 | None | N/A | N/A | Open
316 | Roads & Grounds | Roads | N/A | N/A | Low | Road Sweeping | N/A | ONCE A WEEK | JAA 02 | Service Level | Available | N/A | N/A | 60 | 2025-01-06 | 6 | None | N/A | N/A | Open
317 | Roads & Grounds | Roads | N/A | N/A | Low | Road Sweeping | N/A | ONCE A WEEK | DAE 03 | GVIP OUTSIDE | Available | N/A | N/A | 60 | 2025-01-07 | 6 | None | N/A | N/A | Open
318 | Roads & Grounds | Roads | N/A | N/A | Low | Liter Picking | N/A | EVERYDAY | DBA03 | Custom | Available | N/A | N/A | 60 | 2025-01-08 | 6 | None | N/A | N/A | Open
319 | Roads & Grounds | Roads | N/A | N/A | Low | Liter Picking | N/A | EVERYDAY | DAA 00 | PASSENGER TERMINAL | Available | N/A | N/A | 60 | 2025-01-09 | 6 | None | N/A | N/A | Open
320 | Roads & Grounds | Roads | N/A | N/A | Low | Liter Picking | N/A | EVERYDAY | DAA 00 | PASSENGER TERMINAL | Available | N/A | N/A | 80 | 2025-01-10 | 8 | None | N/A | N/A | Open
321 | Roads & Grounds | Roads | N/A | N/A | Low | Liter Picking | N/A | ONCE A WEEK | DAE 03 | GVIP OUTSIDE | Available | N/A | N/A | 70 | 2025-01-11 | 7 | None | N/A | N/A | Open
322 | Roads & Grounds | Roads | N/A | N/A | Low | Liter Picking | N/A | EVERYDAY | DAA 00 | PASSENGER TERMINAL | Available | N/A | N/A | 60 | 2025-01-12 | 6 | None | N/A | N/A | Open
323 | Roads & Grounds | Roads | N/A | N/A | Low | Liter Picking | N/A | EVERYDAY | DAA 00 | PASSENGER TERMINAL | Available | N/A | N/A | 80 | 2025-01-13 | 8 | None | N/A | N/A | Open
324 | Roads & Grounds | Roads | N/A | N/A | Low | Liter Picking | N/A | ONCE A WEEK | DAE 03 | GVIP OUTSIDE | Available | N/A | N/A | 70 | 2025-01-14 | 7 | None | N/A | N/A | Open
325 | Roads & Grounds | Roads | N/A | N/A | Low | Liter Picking | N/A | ONCE A WEEK | JAA 01 | North Service Road | Available | N/A | N/A | 50 | 2025-01-15 | 5 | None | N/A | N/A | Open
326 | Roads & Grounds | Roads | N/A | N/A | Low | Liter Picking | N/A | ONCE A WEEK | JAA 01 | West Service Road | Available | N/A | N/A | 60 | 2025-01-16 | 6 | None | N/A | N/A | Open
327 | Roads & Grounds | Roads | N/A | N/A | Low | Liter Picking | N/A | ONCE A WEEK | JAA 01 | South Service Road | Available | N/A | N/A | 60 | 2025-01-17 | 6 | None | N/A | N/A | Open
328 | Roads & Grounds | Roads | N/A | N/A | Low | Liter Picking | N/A | ONCE A WEEK | JAA 01 | South Service Road | Available | N/A | N/A | 60 | 2025-01-18 | 6 | None | N/A | N/A | Open
329 | Roads & Grounds | Landside Building Facilities | N/A | N/A | Low | Cleaning | N/A | MONTHLY |  | RSAF Camp | Available | N/A | N/A | 80 | 2025-01-19 | 8 | None | N/A | N/A | Open
330 | Roads & Grounds | Roads | N/A | N/A | Low | Road Sweeping | N/A | EVERYDAY | DAA 00 | PASSENGER TERMINAL | Available | N/A | N/A | 60 | 2025-01-20 | 6 | None | N/A | N/A | Open
331 | Roads & Grounds | Roads | N/A | N/A | Low | Road Sweeping | N/A | EVERYDAY | DAA 00 | PASSENGER TERMINAL | Available | N/A | N/A | 80 | 2025-01-21 | 8 | None | N/A | N/A | Open
332 | Roads & Grounds | Roads | N/A | N/A | Low | Road Sweeping | N/A | ONCE A WEEK | HDC 01 | Royal Terminal | Available | N/A | N/A | 70 | 2025-01-22 | 7 | None | N/A | N/A | Open
333 | Roads & Grounds | Roads | N/A | N/A | Low | Road Sweeping | N/A | ONCE A WEEK | AAA 00 | Tower Area | Available | N/A | N/A | 50 | 2025-01-23 | 5 | None | N/A | N/A | Open
334 | Roads & Grounds | Roads | N/A | N/A | Low | Road Sweeping | N/A | ONCE A WEEK | JAA 01 | Cargo Village | Available | N/A | N/A | 60 | 2025-01-24 | 6 | None | N/A | N/A | Open
335 | Roads & Grounds | Roads | N/A | N/A | Low | Road Sweeping | N/A | ONCE A WEEK | JAA 02 | Service Level | Available | N/A | N/A | 60 | 2025-01-25 | 6 | None | N/A | N/A | Open
336 | Roads & Grounds | Roads | N/A | N/A | Low | Road Sweeping | N/A | ONCE A WEEK | DAE 03 | GVIP OUTSIDE | Available | N/A | N/A | 60 | 2025-01-26 | 6 | None | N/A | N/A | Open
337 | Roads & Grounds | Roads | N/A | N/A | Low | Liter Picking | N/A | EVERYDAY | DBA03 | Custom | Available | N/A | N/A | 60 | 2025-01-27 | 6 | None | N/A | N/A | Open
338 | Roads & Grounds | Roads | N/A | N/A | Low | Liter Picking | N/A | EVERYDAY | DAA 00 | PASSENGER TERMINAL | Available | N/A | N/A | 60 | 2025-01-28 | 6 | None | N/A | N/A | Open
339 | Roads & Grounds | Roads | N/A | N/A | Low | Liter Picking | N/A | EVERYDAY | DAA 00 | PASSENGER TERMINAL | Available | N/A | N/A | 80 | 2025-01-29 | 8 | None | N/A | N/A | Open
340 | Roads & Grounds | Roads | N/A | N/A | Low | Liter Picking | N/A | ONCE A WEEK | DAE 03 | GVIP OUTSIDE | Available | N/A | N/A | 70 | 2025-01-30 | 7 | None | N/A | N/A | Open
341 | Roads & Grounds | Roads | N/A | N/A | Low | Liter Picking | N/A | EVERYDAY | DAA 00 | PASSENGER TERMINAL | Available | N/A | N/A | 60 | 2025-01-31 | 6 | None | N/A | N/A | Open
342 | Roads & Grounds | Roads | N/A | N/A | Low | Liter Picking | N/A | EVERYDAY | DAA 00 | PASSENGER TERMINAL | Available | N/A | N/A | 80 | 01-Jan-2025 | 8 | None | N/A | N/A | Open
343 | Roads & Grounds | Roads | N/A | N/A | Low | Liter Picking | N/A | ONCE A WEEK | DAE 03 | GVIP OUTSIDE | Available | N/A | N/A | 70 | 2025-01-02 | 7 | None | N/A | N/A | Open
344 | Roads & Grounds | Roads | N/A | N/A | Low | Liter Picking | N/A | ONCE A WEEK | JAA 01 | North Service Road | Available | N/A | N/A | 50 | 2025-01-03 | 5 | None | N/A | N/A | Open
345 | Roads & Grounds | Roads | N/A | N/A | Low | Liter Picking | N/A | EVERYDAY | DAA 00 | PASSENGER TERMINAL | Available | N/A | N/A | 60 | 2025-01-04 | 6 | None | N/A | N/A | Open
346 | Roads & Grounds | Roads | N/A | N/A | Low | Liter Picking | N/A | EVERYDAY | DAA 00 | PASSENGER TERMINAL | Available | N/A | N/A | 80 | 2025-01-05 | 8 | None | N/A | N/A | Open
347 | Roads & Grounds | Roads | N/A | N/A | Low | Liter Picking | N/A | ONCE A WEEK | DAE 03 | GVIP OUTSIDE | Available | N/A | N/A | 70 | 2025-01-06 | 7 | None | N/A | N/A | Open
348 | Roads & Grounds | Roads | N/A | N/A | Low | Liter Picking | N/A | EVERYDAY | DAA 00 | PASSENGER TERMINAL | Available | N/A | N/A | 60 | 2025-01-07 | 6 | None | N/A | N/A | Open
349 | Roads & Grounds | Roads | N/A | N/A | Low | Liter Picking | N/A | EVERYDAY | DAA 00 | PASSENGER TERMINAL | Available | N/A | N/A | 80 | 2025-01-08 | 8 | None | N/A | N/A | Open
350 | Roads & Grounds | Roads | N/A | N/A | Low | Liter Picking | N/A | ONCE A WEEK | DAE 03 | GVIP OUTSIDE | Available | N/A | N/A | 70 | 2025-01-09 | 7 | None | N/A | N/A | Open
351 | Roads & Grounds | Roads | N/A | N/A | Low | Liter Picking | N/A | ONCE A WEEK | JAA 01 | North Service Road | Available | N/A | N/A | 50 | 2025-01-10 | 5 | None | N/A | N/A | Open
352 | Roads & Grounds | Roads | N/A | N/A | Low | Liter Picking | N/A | ONCE A WEEK | JAA 01 | West Service Road | Available | N/A | N/A | 60 | 2025-01-11 | 6 | None | N/A | N/A | Open
353 | Roads & Grounds | Roads | N/A | N/A | Low | Liter Picking | N/A | ONCE A WEEK | JAA 01 | South Service Road | Available | N/A | N/A | 60 | 2025-01-12 | 6 | None | N/A | N/A | Open
354 | Roads & Grounds | Roads | N/A | N/A | Low | Liter Picking | N/A | ONCE A WEEK | JAA 01 | South Service Road | Available | N/A | N/A | 60 | 2025-01-13 | 6 | None | N/A | N/A | Open
355 | Roads & Grounds | Landside Building Facilities | N/A | N/A | Low | Cleaning | N/A | MONTHLY |  | RSAF Camp | Available | N/A | N/A | 80 | 2025-01-14 | 8 | None | N/A | N/A | Open
356 | Roads & Grounds | Roads | N/A | N/A | Low | Road Sweeping | N/A | EVERYDAY | DAA 00 | PASSENGER TERMINAL | Available | N/A | N/A | 60 | 2025-01-15 | 6 | None | N/A | N/A | Open
357 | Roads & Grounds | Roads | N/A | N/A | Low | Road Sweeping | N/A | EVERYDAY | DAA 00 | PASSENGER TERMINAL | Available | N/A | N/A | 80 | 2025-01-16 | 8 | None | N/A | N/A | Open
358 | Roads & Grounds | Roads | N/A | N/A | Low | Road Sweeping | N/A | ONCE A WEEK | HDC 01 | Royal Terminal | Available | N/A | N/A | 70 | 2025-01-17 | 7 | None | N/A | N/A | Open
359 | Roads & Grounds | Roads | N/A | N/A | Low | Road Sweeping | N/A | ONCE A WEEK | AAA 00 | Tower Area | Available | N/A | N/A | 50 | 2025-01-18 | 5 | None | N/A | N/A | Open
360 | Roads & Grounds | Roads | N/A | N/A | Low | Road Sweeping | N/A | ONCE A WEEK | JAA 01 | Cargo Village | Available | N/A | N/A | 60 | 2025-01-19 | 6 | None | N/A | N/A | Open
361 | Roads & Grounds | Roads | N/A | N/A | Low | Road Sweeping | N/A | ONCE A WEEK | JAA 02 | Service Level | Available | N/A | N/A | 60 | 2025-01-20 | 6 | None | N/A | N/A | Open
362 | Roads & Grounds | Roads | N/A | N/A | Low | Road Sweeping | N/A | ONCE A WEEK | DAE 03 | GVIP OUTSIDE | Available | N/A | N/A | 60 | 2025-01-21 | 6 | None | N/A | N/A | Open
363 | Roads & Grounds | Roads | N/A | N/A | Low | Liter Picking | N/A | EVERYDAY | DBA03 | Custom | Available | N/A | N/A | 60 | 2025-01-22 | 6 | None | N/A | N/A | Open
364 | Roads & Grounds | Roads | N/A | N/A | Low | Liter Picking | N/A | EVERYDAY | DAA 00 | PASSENGER TERMINAL | Available | N/A | N/A | 60 | 2025-01-23 | 6 | None | N/A | N/A | Open
365 | Roads & Grounds | Roads | N/A | N/A | Low | Liter Picking | N/A | EVERYDAY | DAA 00 | PASSENGER TERMINAL | Available | N/A | N/A | 80 | 2025-01-24 | 8 | None | N/A | N/A | Open
366 | Roads & Grounds | Roads | N/A | N/A | Low | Liter Picking | N/A | ONCE A WEEK | DAE 03 | GVIP OUTSIDE | Available | N/A | N/A | 70 | 2025-01-25 | 7 | None | N/A | N/A | Open
367 | Roads & Grounds | Roads | N/A | N/A | Low | Liter Picking | N/A | EVERYDAY | DAA 00 | PASSENGER TERMINAL | Available | N/A | N/A | 60 | 2025-01-26 | 6 | None | N/A | N/A | Open
368 | Roads & Grounds | Roads | N/A | N/A | Low | Liter Picking | N/A | EVERYDAY | DAA 00 | PASSENGER TERMINAL | Available | N/A | N/A | 80 | 2025-01-27 | 8 | None | N/A | N/A | Open
369 | Roads & Grounds | Roads | N/A | N/A | Low | Liter Picking | N/A | ONCE A WEEK | DAE 03 | GVIP OUTSIDE | Available | N/A | N/A | 70 | 2025-01-28 | 7 | None | N/A | N/A | Open
370 | Roads & Grounds | Roads | N/A | N/A | Low | Liter Picking | N/A | ONCE A WEEK | JAA 01 | North Service Road | Available | N/A | N/A | 50 | 2025-01-29 | 5 | None | N/A | N/A | Open
371 | Roads & Grounds | Roads | N/A | N/A | Low | Liter Picking | N/A | ONCE A WEEK | JAA 01 | West Service Road | Available | N/A | N/A | 60 | 2025-01-30 | 6 | None | N/A | N/A | Open
372 | Roads & Grounds | Roads | N/A | N/A | Low | Liter Picking | N/A | ONCE A WEEK | JAA 01 | South Service Road | Available | N/A | N/A | 60 | 2025-01-31 | 6 | None | N/A | N/A | Open
373 | Roads & Grounds | Roads | N/A | N/A | Low | Liter Picking | N/A | ONCE A WEEK | JAA 01 | South Service Road | Available | N/A | N/A | 60 | 01-Jan-2025 | 6 | None | N/A | N/A | Open
374 | Roads & Grounds | Landside Building Facilities | N/A | N/A | Low | Cleaning | N/A | MONTHLY |  | RSAF Camp | Available | N/A | N/A | 80 | 2025-01-02 | 8 | None | N/A | N/A | Open
375 | Roads & Grounds | Roads | N/A | N/A | Low | Road Sweeping | N/A | EVERYDAY | DAA 00 | PASSENGER TERMINAL | Available | N/A | N/A | 60 | 2025-01-03 | 6 | None | N/A | N/A | Open
376 | Roads & Grounds | Roads | N/A | N/A | Low | Road Sweeping | N/A | EVERYDAY | DAA 00 | PASSENGER TERMINAL | Available | N/A | N/A | 80 | 2025-01-04 | 8 | None | N/A | N/A | Open
377 | Roads & Grounds | Roads | N/A | N/A | Low | Road Sweeping | N/A | ONCE A WEEK | HDC 01 | Royal Terminal | Available | N/A | N/A | 70 | 2025-01-05 | 7 | None | N/A | N/A | Open
378 | Roads & Grounds | Roads | N/A | N/A | Low | Road Sweeping | N/A | ONCE A WEEK | AAA 00 | Tower Area | Available | N/A | N/A | 50 | 2025-01-06 | 5 | None | N/A | N/A | Open
379 | Roads & Grounds | Roads | N/A | N/A | Low | Road Sweeping | N/A | ONCE A WEEK | JAA 01 | Cargo Village | Available | N/A | N/A | 60 | 2025-01-07 | 6 | None | N/A | N/A | Open
380 | Roads & Grounds | Roads | N/A | N/A | Low | Road Sweeping | N/A | ONCE A WEEK | JAA 02 | Service Level | Available | N/A | N/A | 60 | 2025-01-08 | 6 | None | N/A | N/A | Open
381 | Roads & Grounds | Roads | N/A | N/A | Low | Road Sweeping | N/A | ONCE A WEEK | DAE 03 | GVIP OUTSIDE | Available | N/A | N/A | 60 | 2025-01-09 | 6 | None | N/A | N/A | Open
382 | Roads & Grounds | Roads | N/A | N/A | Low | Liter Picking | N/A | EVERYDAY | DBA03 | Custom | Available | N/A | N/A | 60 | 2025-01-10 | 6 | None | N/A | N/A | Open
383 | Roads & Grounds | Roads | N/A | N/A | Low | Liter Picking | N/A | EVERYDAY | DAA 00 | PASSENGER TERMINAL | Available | N/A | N/A | 60 | 2025-01-11 | 6 | None | N/A | N/A | Open
384 | Roads & Grounds | Roads | N/A | N/A | Low | Liter Picking | N/A | EVERYDAY | DAA 00 | PASSENGER TERMINAL | Available | N/A | N/A | 80 | 2025-01-12 | 8 | None | N/A | N/A | Open
385 | Roads & Grounds | Roads | N/A | N/A | Low | Liter Picking | N/A | ONCE A WEEK | DAE 03 | GVIP OUTSIDE | Available | N/A | N/A | 70 | 2025-01-13 | 7 | None | N/A | N/A | Open
386 | Roads & Grounds | Roads | N/A | N/A | Low | Liter Picking | N/A | EVERYDAY | DAA 00 | PASSENGER TERMINAL | Available | N/A | N/A | 60 | 2025-01-14 | 6 | None | N/A | N/A | Open
387 | Roads & Grounds | Roads | N/A | N/A | Low | Liter Picking | N/A | EVERYDAY | DAA 00 | PASSENGER TERMINAL | Available | N/A | N/A | 80 | 2025-01-15 | 8 | None | N/A | N/A | Open
388 | Roads & Grounds | Roads | N/A | N/A | Low | Liter Picking | N/A | ONCE A WEEK | DAE 03 | GVIP OUTSIDE | Available | N/A | N/A | 70 | 2025-01-16 | 7 | None | N/A | N/A | Open
389 | Roads & Grounds | Roads | N/A | N/A | Low | Liter Picking | N/A | ONCE A WEEK | JAA 01 | North Service Road | Available | N/A | N/A | 50 | 2025-01-17 | 5 | None | N/A | N/A | Open
390 | Roads & Grounds | Roads | N/A | N/A | Low | Liter Picking | N/A | ONCE A WEEK | JAA 01 | West Service Road | Available | N/A | N/A | 60 | 2025-01-18 | 6 | None | N/A | N/A | Open
391 | Roads & Grounds | Roads | N/A | N/A | Low | Liter Picking | N/A | ONCE A WEEK | JAA 01 | South Service Road | Available | N/A | N/A | 60 | 2025-01-19 | 6 | None | N/A | N/A | Open
392 | Roads & Grounds | Roads | N/A | N/A | Low | Liter Picking | N/A | ONCE A WEEK | JAA 01 | South Service Road | Available | N/A | N/A | 60 | 2025-01-20 | 6 | None | N/A | N/A | Open
393 | Roads & Grounds | Landside Building Facilities | N/A | N/A | Low | Cleaning | N/A | MONTHLY |  | RSAF Camp | Available | N/A | N/A | 80 | 2025-01-21 | 8 | None | N/A | N/A | Open
394 | Roads & Grounds | Roads | N/A | N/A | Low | Road Sweeping | N/A | EVERYDAY | DAA 00 | PASSENGER TERMINAL | Available | N/A | N/A | 60 | 2025-01-22 | 6 | None | N/A | N/A | Open
395 | Roads & Grounds | Roads | N/A | N/A | Low | Road Sweeping | N/A | EVERYDAY | DAA 00 | PASSENGER TERMINAL | Available | N/A | N/A | 80 | 2025-01-23 | 8 | None | N/A | N/A | Open
396 | Roads & Grounds | Roads | N/A | N/A | Low | Road Sweeping | N/A | ONCE A WEEK | HDC 01 | Royal Terminal | Available | N/A | N/A | 70 | 2025-01-24 | 7 | None | N/A | N/A | Open
397 | Roads & Grounds | Roads | N/A | N/A | Low | Road Sweeping | N/A | ONCE A WEEK | AAA 00 | Tower Area | Available | N/A | N/A | 50 | 2025-01-25 | 5 | None | N/A | N/A | Open
398 | Roads & Grounds | Roads | N/A | N/A | Low | Road Sweeping | N/A | ONCE A WEEK | JAA 01 | Cargo Village | Available | N/A | N/A | 60 | 2025-01-26 | 6 | None | N/A | N/A | Open
399 | Roads & Grounds | Roads | N/A | N/A | Low | Road Sweeping | N/A | ONCE A WEEK | JAA 02 | Service Level | Available | N/A | N/A | 60 | 2025-01-27 | 6 | None | N/A | N/A | Open
400 | Roads & Grounds | Roads | N/A | N/A | Low | Road Sweeping | N/A | ONCE A WEEK | DAE 03 | GVIP OUTSIDE | Available | N/A | N/A | 60 | 2025-01-28 | 6 | None | N/A | N/A | Open
401 | Roads & Grounds | Roads | N/A | N/A | Low | Liter Picking | N/A | EVERYDAY | DBA03 | Custom | Available | N/A | N/A | 60 | 2025-01-29 | 6 | None | N/A | N/A | Open
402 | Roads & Grounds | Roads | N/A | N/A | Low | Liter Picking | N/A | EVERYDAY | DAA 00 | PASSENGER TERMINAL | Available | N/A | N/A | 60 | 2025-01-30 | 6 | None | N/A | N/A | Open
403 | Roads & Grounds | Roads | N/A | N/A | Low | Liter Picking | N/A | EVERYDAY | DAA 00 | PASSENGER TERMINAL | Available | N/A | N/A | 80 | 2025-01-31 | 8 | None | N/A | N/A | Open
404 | Roads & Grounds | Roads | N/A | N/A | Low | Liter Picking | N/A | ONCE A WEEK | DAE 03 | GVIP OUTSIDE | Available | N/A | N/A | 70 | 01-Jan-2025 | 7 | None | N/A | N/A | Open
405 | Roads & Grounds | Roads | N/A | N/A | Low | Liter Picking | N/A | EVERYDAY | DAA 00 | PASSENGER TERMINAL | Available | N/A | N/A | 60 | 2025-01-02 | 6 | None | N/A | N/A | Open
406 | Roads & Grounds | Roads | N/A | N/A | Low | Liter Picking | N/A | EVERYDAY | DAA 00 | PASSENGER TERMINAL | Available | N/A | N/A | 80 | 2025-01-03 | 8 | None | N/A | N/A | Open
407 | Roads & Grounds | Roads | N/A | N/A | Low | Liter Picking | N/A | ONCE A WEEK | DAE 03 | GVIP OUTSIDE | Available | N/A | N/A | 70 | 2025-01-04 | 7 | None | N/A | N/A | Open
408 | Roads & Grounds | Roads | N/A | N/A | Low | Liter Picking | N/A | ONCE A WEEK | JAA 01 | North Service Road | Available | N/A | N/A | 50 | 2025-01-05 | 5 | None | N/A | N/A | Open
409 | Roads & Grounds | Roads | N/A | N/A | Low | Liter Picking | N/A | ONCE A WEEK | JAA 01 | West Service Road | Available | N/A | N/A | 60 | 2025-01-06 | 6 | None | N/A | N/A | Open
410 | Roads & Grounds | Roads | N/A | N/A | Low | Liter Picking | N/A | ONCE A WEEK | JAA 01 | South Service Road | Available | N/A | N/A | 60 | 2025-01-07 | 6 | None | N/A | N/A | Open
411 | Roads & Grounds | Roads | N/A | N/A | Low | Liter Picking | N/A | ONCE A WEEK | JAA 01 | South Service Road | Available | N/A | N/A | 60 | 2025-01-08 | 6 | None | N/A | N/A | Open
412 | Roads & Grounds | Landside Building Facilities | N/A | N/A | Low | Cleaning | N/A | MONTHLY |  | RSAF Camp | Available | N/A | N/A | 80 | 2025-01-09 | 8 | None | N/A | N/A | Open
413 | Roads & Grounds | Roads | N/A | N/A | Low | Road Sweeping | N/A | EVERYDAY | DAA 00 | PASSENGER TERMINAL | Available | N/A | N/A | 60 | 2025-01-10 | 6 | None | N/A | N/A | Open
414 | Roads & Grounds | Roads | N/A | N/A | Low | Road Sweeping | N/A | EVERYDAY | DAA 00 | PASSENGER TERMINAL | Available | N/A | N/A | 80 | 2025-01-11 | 8 | None | N/A | N/A | Open
415 | Roads & Grounds | Roads | N/A | N/A | Low | Road Sweeping | N/A | ONCE A WEEK | HDC 01 | Royal Terminal | Available | N/A | N/A | 70 | 2025-01-12 | 7 | None | N/A | N/A | Open
416 | Roads & Grounds | Roads | N/A | N/A | Low | Road Sweeping | N/A | ONCE A WEEK | AAA 00 | Tower Area | Available | N/A | N/A | 50 | 2025-01-13 | 5 | None | N/A | N/A | Open
417 | Roads & Grounds | Roads | N/A | N/A | Low | Road Sweeping | N/A | ONCE A WEEK | JAA 01 | Cargo Village | Available | N/A | N/A | 60 | 2025-01-14 | 6 | None | N/A | N/A | Open
418 | Roads & Grounds | Roads | N/A | N/A | Low | Road Sweeping | N/A | ONCE A WEEK | JAA 02 | Service Level | Available | N/A | N/A | 60 | 2025-01-15 | 6 | None | N/A | N/A | Open
419 | Roads & Grounds | Roads | N/A | N/A | Low | Road Sweeping | N/A | ONCE A WEEK | DAE 03 | GVIP OUTSIDE | Available | N/A | N/A | 60 | 2025-01-16 | 6 | None | N/A | N/A | Open
420 | Roads & Grounds | Roads | N/A | N/A | Low | Liter Picking | N/A | EVERYDAY | DBA03 | Custom | Available | N/A | N/A | 60 | 2025-01-17 | 6 | None | N/A | N/A | Open
421 | Roads & Grounds | Roads | N/A | N/A | Low | Liter Picking | N/A | EVERYDAY | DAA 00 | PASSENGER TERMINAL | Available | N/A | N/A | 60 | 2025-01-18 | 6 | None | N/A | N/A | Open
422 | Roads & Grounds | Roads | N/A | N/A | Low | Liter Picking | N/A | EVERYDAY | DAA 00 | PASSENGER TERMINAL | Available | N/A | N/A | 80 | 2025-01-19 | 8 | None | N/A | N/A | Open
423 | Roads & Grounds | Roads | N/A | N/A | Low | Liter Picking | N/A | ONCE A WEEK | DAE 03 | GVIP OUTSIDE | Available | N/A | N/A | 70 | 2025-01-20 | 7 | None | N/A | N/A | Open
424 | Roads & Grounds | Roads | N/A | N/A | Low | Liter Picking | N/A | EVERYDAY | DAA 00 | PASSENGER TERMINAL | Available | N/A | N/A | 60 | 2025-01-21 | 6 | None | N/A | N/A | Open
425 | Roads & Grounds | Roads | N/A | N/A | Low | Liter Picking | N/A | EVERYDAY | DAA 00 | PASSENGER TERMINAL | Available | N/A | N/A | 80 | 2025-01-22 | 8 | None | N/A | N/A | Open
426 | Roads & Grounds | Roads | N/A | N/A | Low | Liter Picking | N/A | ONCE A WEEK | DAE 03 | GVIP OUTSIDE | Available | N/A | N/A | 70 | 2025-01-23 | 7 | None | N/A | N/A | Open
427 | Roads & Grounds | Roads | N/A | N/A | Low | Liter Picking | N/A | ONCE A WEEK | JAA 01 | North Service Road | Available | N/A | N/A | 50 | 2025-01-24 | 5 | None | N/A | N/A | Open
428 | Roads & Grounds | Roads | N/A | N/A | Low | Liter Picking | N/A | ONCE A WEEK | JAA 01 | West Service Road | Available | N/A | N/A | 60 | 2025-01-25 | 6 | None | N/A | N/A | Open
429 | Roads & Grounds | Roads | N/A | N/A | Low | Liter Picking | N/A | ONCE A WEEK | JAA 01 | South Service Road | Available | N/A | N/A | 60 | 2025-01-26 | 6 | None | N/A | N/A | Open
430 | Roads & Grounds | Roads | N/A | N/A | Low | Liter Picking | N/A | ONCE A WEEK | JAA 01 | South Service Road | Available | N/A | N/A | 60 | 2025-01-27 | 6 | None | N/A | N/A | Open
431 | Roads & Grounds | Landside Building Facilities | N/A | N/A | Low | Cleaning | N/A | MONTHLY |  | RSAF Camp | Available | N/A | N/A | 80 | 2025-01-28 | 8 | None | N/A | N/A | Open
432 | Roads & Grounds | Roads | N/A | N/A | Low | Road Sweeping | N/A | EVERYDAY | DAA 00 | PASSENGER TERMINAL | Available | N/A | N/A | 60 | 2025-01-29 | 6 | None | N/A | N/A | Open
433 | Roads & Grounds | Roads | N/A | N/A | Low | Road Sweeping | N/A | EVERYDAY | DAA 00 | PASSENGER TERMINAL | Available | N/A | N/A | 80 | 2025-01-30 | 8 | None | N/A | N/A | Open
434 | Roads & Grounds | Roads | N/A | N/A | Low | Road Sweeping | N/A | ONCE A WEEK | HDC 01 | Royal Terminal | Available | N/A | N/A | 70 | 2025-01-31 | 7 | None | N/A | N/A | Open
435 | Roads & Grounds | Roads | N/A | N/A | Low | Road Sweeping | N/A | ONCE A WEEK | AAA 00 | Tower Area | Available | N/A | N/A | 50 | 01-Jan-2025 | 5 | None | N/A | N/A | Open
436 | Roads & Grounds | Roads | N/A | N/A | Low | Road Sweeping | N/A | ONCE A WEEK | JAA 01 | Cargo Village | Available | N/A | N/A | 60 | 2025-01-02 | 6 | None | N/A | N/A | Open
437 | Roads & Grounds | Roads | N/A | N/A | Low | Road Sweeping | N/A | ONCE A WEEK | JAA 02 | Service Level | Available | N/A | N/A | 60 | 2025-01-03 | 6 | None | N/A | N/A | Open
438 | Roads & Grounds | Roads | N/A | N/A | Low | Road Sweeping | N/A | ONCE A WEEK | DAE 03 | GVIP OUTSIDE | Available | N/A | N/A | 60 | 2025-01-04 | 6 | None | N/A | N/A | Open
439 | Roads & Grounds | Roads | N/A | N/A | Low | Liter Picking | N/A | EVERYDAY | DBA03 | Custom | Available | N/A | N/A | 60 | 2025-01-05 | 6 | None | N/A | N/A | Open
440 | Roads & Grounds | Roads | N/A | N/A | Low | Liter Picking | N/A | EVERYDAY | DAA 00 | PASSENGER TERMINAL | Available | N/A | N/A | 60 | 2025-01-06 | 6 | None | N/A | N/A | Open
441 | Roads & Grounds | Roads | N/A | N/A | Low | Liter Picking | N/A | EVERYDAY | DAA 00 | PASSENGER TERMINAL | Available | N/A | N/A | 80 | 2025-01-07 | 8 | None | N/A | N/A | Open
442 | Roads & Grounds | Roads | N/A | N/A | Low | Liter Picking | N/A | ONCE A WEEK | DAE 03 | GVIP OUTSIDE | Available | N/A | N/A | 70 | 2025-01-08 | 7 | None | N/A | N/A | Open
443 | Roads & Grounds | Roads | N/A | N/A | Low | Liter Picking | N/A | EVERYDAY | DAA 00 | PASSENGER TERMINAL | Available | N/A | N/A | 60 | 2025-01-09 | 6 | None | N/A | N/A | Open
444 | Roads & Grounds | Roads | N/A | N/A | Low | Liter Picking | N/A | EVERYDAY | DAA 00 | PASSENGER TERMINAL | Available | N/A | N/A | 80 | 2025-01-10 | 8 | None | N/A | N/A | Open
445 | Roads & Grounds | Roads | N/A | N/A | Low | Liter Picking | N/A | ONCE A WEEK | DAE 03 | GVIP OUTSIDE | Available | N/A | N/A | 70 | 2025-01-11 | 7 | None | N/A | N/A | Open
446 | Roads & Grounds | Roads | N/A | N/A | Low | Liter Picking | N/A | ONCE A WEEK | JAA 01 | North Service Road | Available | N/A | N/A | 50 | 2025-01-12 | 5 | None | N/A | N/A | Open
447 | Roads & Grounds | Roads | N/A | N/A | Low | Liter Picking | N/A | ONCE A WEEK | JAA 01 | West Service Road | Available | N/A | N/A | 60 | 2025-01-13 | 6 | None | N/A | N/A | Open
448 | Roads & Grounds | Roads | N/A | N/A | Low | Liter Picking | N/A | ONCE A WEEK | JAA 01 | South Service Road | Available | N/A | N/A | 60 | 2025-01-14 | 6 | None | N/A | N/A | Open
449 | Roads & Grounds | Roads | N/A | N/A | Low | Liter Picking | N/A | ONCE A WEEK | JAA 01 | South Service Road | Available | N/A | N/A | 60 | 2025-01-15 | 6 | None | N/A | N/A | Open
450 | Roads & Grounds | Landside Building Facilities | N/A | N/A | Low | Cleaning | N/A | MONTHLY |  | RSAF Camp | Available | N/A | N/A | 80 | 2025-01-16 | 8 | None | N/A | N/A | Open
451 | Roads & Grounds | Roads | N/A | N/A | Low | Road Sweeping | N/A | EVERYDAY | DAA 00 | PASSENGER TERMINAL | Available | N/A | N/A | 60 | 2025-01-17 | 6 | None | N/A | N/A | Open
452 | Roads & Grounds | Roads | N/A | N/A | Low | Road Sweeping | N/A | EVERYDAY | DAA 00 | PASSENGER TERMINAL | Available | N/A | N/A | 80 | 2025-01-18 | 8 | None | N/A | N/A | Open
453 | Roads & Grounds | Roads | N/A | N/A | Low | Road Sweeping | N/A | ONCE A WEEK | HDC 01 | Royal Terminal | Available | N/A | N/A | 70 | 2025-01-19 | 7 | None | N/A | N/A | Open
454 | Roads & Grounds | Roads | N/A | N/A | Low | Road Sweeping | N/A | ONCE A WEEK | AAA 00 | Tower Area | Available | N/A | N/A | 50 | 2025-01-20 | 5 | None | N/A | N/A | Open
455 | Roads & Grounds | Roads | N/A | N/A | Low | Road Sweeping | N/A | ONCE A WEEK | JAA 01 | Cargo Village | Available | N/A | N/A | 60 | 2025-01-21 | 6 | None | N/A | N/A | Open
456 | Roads & Grounds | Roads | N/A | N/A | Low | Road Sweeping | N/A | ONCE A WEEK | JAA 02 | Service Level | Available | N/A | N/A | 60 | 2025-01-22 | 6 | None | N/A | N/A | Open
457 | Roads & Grounds | Roads | N/A | N/A | Low | Road Sweeping | N/A | ONCE A WEEK | DAE 03 | GVIP OUTSIDE | Available | N/A | N/A | 60 | 2025-01-23 | 6 | None | N/A | N/A | Open
458 | Roads & Grounds | Roads | N/A | N/A | Low | Liter Picking | N/A | EVERYDAY | DBA03 | Custom | Available | N/A | N/A | 60 | 2025-01-24 | 6 | None | N/A | N/A | Open
459 | Roads & Grounds | Roads | N/A | N/A | Low | Liter Picking | N/A | EVERYDAY | DAA 00 | PASSENGER TERMINAL | Available | N/A | N/A | 60 | 2025-01-25 | 6 | None | N/A | N/A | Open
460 | Roads & Grounds | Roads | N/A | N/A | Low | Liter Picking | N/A | EVERYDAY | DAA 00 | PASSENGER TERMINAL | Available | N/A | N/A | 80 | 2025-01-26 | 8 | None | N/A | N/A | Open
461 | Roads & Grounds | Roads | N/A | N/A | Low | Liter Picking | N/A | ONCE A WEEK | DAE 03 | GVIP OUTSIDE | Available | N/A | N/A | 70 | 2025-01-27 | 7 | None | N/A | N/A | Open
462 | Roads & Grounds | Roads | N/A | N/A | Low | Liter Picking | N/A | EVERYDAY | DAA 00 | PASSENGER TERMINAL | Available | N/A | N/A | 60 | 2025-01-28 | 6 | None | N/A | N/A | Open
463 | Roads & Grounds | Roads | N/A | N/A | Low | Liter Picking | N/A | EVERYDAY | DAA 00 | PASSENGER TERMINAL | Available | N/A | N/A | 80 | 2025-01-29 | 8 | None | N/A | N/A | Open
464 | Roads & Grounds | Roads | N/A | N/A | Low | Liter Picking | N/A | ONCE A WEEK | DAE 03 | GVIP OUTSIDE | Available | N/A | N/A | 70 | 2025-01-30 | 7 | None | N/A | N/A | Open
465 | Roads & Grounds | Roads | N/A | N/A | Low | Liter Picking | N/A | ONCE A WEEK | JAA 01 | North Service Road | Available | N/A | N/A | 50 | 2025-01-31 | 5 | None | N/A | N/A | Open
466 | Roads & Grounds | Roads | N/A | N/A | Low | Liter Picking | N/A | EVERYDAY | DAA 00 | PASSENGER TERMINAL | Available | N/A | N/A | 60 | 01-Jan-2025 | 6 | None | N/A | N/A | Open
467 | Roads & Grounds | Roads | N/A | N/A | Low | Liter Picking | N/A | EVERYDAY | DAA 00 | PASSENGER TERMINAL | Available | N/A | N/A | 80 | 2025-01-02 | 8 | None | N/A | N/A | Open
468 | Roads & Grounds | Roads | N/A | N/A | Low | Liter Picking | N/A | ONCE A WEEK | DAE 03 | GVIP OUTSIDE | Available | N/A | N/A | 70 | 2025-01-03 | 7 | None | N/A | N/A | Open
469 | Roads & Grounds | Roads | N/A | N/A | Low | Liter Picking | N/A | EVERYDAY | DAA 00 | PASSENGER TERMINAL | Available | N/A | N/A | 60 | 2025-01-04 | 6 | None | N/A | N/A | Open
470 | Roads & Grounds | Roads | N/A | N/A | Low | Liter Picking | N/A | EVERYDAY | DAA 00 | PASSENGER TERMINAL | Available | N/A | N/A | 80 | 2025-01-05 | 8 | None | N/A | N/A | Open
471 | Roads & Grounds | Roads | N/A | N/A | Low | Liter Picking | N/A | ONCE A WEEK | DAE 03 | GVIP OUTSIDE | Available | N/A | N/A | 70 | 2025-01-06 | 7 | None | N/A | N/A | Open
472 | Roads & Grounds | Roads | N/A | N/A | Low | Liter Picking | N/A | ONCE A WEEK | JAA 01 | North Service Road | Available | N/A | N/A | 50 | 2025-01-07 | 5 | None | N/A | N/A | Open
473 | Roads & Grounds | Roads | N/A | N/A | Low | Liter Picking | N/A | ONCE A WEEK | JAA 01 | West Service Road | Available | N/A | N/A | 60 | 2025-01-08 | 6 | None | N/A | N/A | Open
474 | Roads & Grounds | Roads | N/A | N/A | Low | Liter Picking | N/A | ONCE A WEEK | JAA 01 | South Service Road | Available | N/A | N/A | 60 | 2025-01-09 | 6 | None | N/A | N/A | Open
475 | Roads & Grounds | Roads | N/A | N/A | Low | Liter Picking | N/A | ONCE A WEEK | JAA 01 | South Service Road | Available | N/A | N/A | 60 | 2025-01-10 | 6 | None | N/A | N/A | Open
476 | Roads & Grounds | Landside Building Facilities | N/A | N/A | Low | Cleaning | N/A | MONTHLY |  | RSAF Camp | Available | N/A | N/A | 80 | 2025-01-11 | 8 | None | N/A | N/A | Open
477 | Roads & Grounds | Roads | N/A | N/A | Low | Road Sweeping | N/A | EVERYDAY | DAA 00 | PASSENGER TERMINAL | Available | N/A | N/A | 60 | 2025-01-12 | 6 | None | N/A | N/A | Open
478 | Roads & Grounds | Roads | N/A | N/A | Low | Road Sweeping | N/A | EVERYDAY | DAA 00 | PASSENGER TERMINAL | Available | N/A | N/A | 80 | 2025-01-13 | 8 | None | N/A | N/A | Open
479 | Roads & Grounds | Roads | N/A | N/A | Low | Road Sweeping | N/A | ONCE A WEEK | HDC 01 | Royal Terminal | Available | N/A | N/A | 70 | 2025-01-14 | 7 | None | N/A | N/A | Open
480 | Roads & Grounds | Roads | N/A | N/A | Low | Road Sweeping | N/A | ONCE A WEEK | AAA 00 | Tower Area | Available | N/A | N/A | 50 | 2025-01-15 | 5 | None | N/A | N/A | Open
481 | Roads & Grounds | Roads | N/A | N/A | Low | Road Sweeping | N/A | ONCE A WEEK | JAA 01 | Cargo Village | Available | N/A | N/A | 60 | 2025-01-16 | 6 | None | N/A | N/A | Open
482 | Roads & Grounds | Roads | N/A | N/A | Low | Road Sweeping | N/A | ONCE A WEEK | JAA 02 | Service Level | Available | N/A | N/A | 60 | 2025-01-17 | 6 | None | N/A | N/A | Open
483 | Roads & Grounds | Roads | N/A | N/A | Low | Road Sweeping | N/A | ONCE A WEEK | DAE 03 | GVIP OUTSIDE | Available | N/A | N/A | 60 | 2025-01-18 | 6 | None | N/A | N/A | Open
484 | Roads & Grounds | Roads | N/A | N/A | Low | Liter Picking | N/A | EVERYDAY | DBA03 | Custom | Available | N/A | N/A | 60 | 2025-01-19 | 6 | None | N/A | N/A | Open
485 | Roads & Grounds | Roads | N/A | N/A | Low | Liter Picking | N/A | EVERYDAY | DAA 00 | PASSENGER TERMINAL | Available | N/A | N/A | 60 | 2025-01-20 | 6 | None | N/A | N/A | Open
486 | Roads & Grounds | Roads | N/A | N/A | Low | Liter Picking | N/A | EVERYDAY | DAA 00 | PASSENGER TERMINAL | Available | N/A | N/A | 80 | 2025-01-21 | 8 | None | N/A | N/A | Open
487 | Roads & Grounds | Roads | N/A | N/A | Low | Liter Picking | N/A | ONCE A WEEK | DAE 03 | GVIP OUTSIDE | Available | N/A | N/A | 70 | 2025-01-22 | 7 | None | N/A | N/A | Open
488 | Roads & Grounds | Roads | N/A | N/A | Low | Liter Picking | N/A | EVERYDAY | DAA 00 | PASSENGER TERMINAL | Available | N/A | N/A | 60 | 2025-01-23 | 6 | None | N/A | N/A | Open
489 | Roads & Grounds | Roads | N/A | N/A | Low | Liter Picking | N/A | EVERYDAY | DAA 00 | PASSENGER TERMINAL | Available | N/A | N/A | 80 | 2025-01-24 | 8 | None | N/A | N/A | Open
490 | Roads & Grounds | Roads | N/A | N/A | Low | Liter Picking | N/A | ONCE A WEEK | DAE 03 | GVIP OUTSIDE | Available | N/A | N/A | 70 | 2025-01-25 | 7 | None | N/A | N/A | Open
491 | Roads & Grounds | Roads | N/A | N/A | Low | Liter Picking | N/A | ONCE A WEEK | JAA 01 | North Service Road | Available | N/A | N/A | 50 | 2025-01-26 | 5 | None | N/A | N/A | Open
492 | Roads & Grounds | Roads | N/A | N/A | Low | Liter Picking | N/A | ONCE A WEEK | JAA 01 | West Service Road | Available | N/A | N/A | 60 | 2025-01-27 | 6 | None | N/A | N/A | Open
493 | Roads & Grounds | Roads | N/A | N/A | Low | Liter Picking | N/A | ONCE A WEEK | JAA 01 | South Service Road | Available | N/A | N/A | 60 | 2025-01-28 | 6 | None | N/A | N/A | Open
494 | Roads & Grounds | Roads | N/A | N/A | Low | Liter Picking | N/A | ONCE A WEEK | JAA 01 | South Service Road | Available | N/A | N/A | 60 | 2025-01-29 | 6 | None | N/A | N/A | Open
495 | Roads & Grounds | Landside Building Facilities | N/A | N/A | Low | Cleaning | N/A | MONTHLY |  | RSAF Camp | Available | N/A | N/A | 80 | 2025-01-30 | 8 | None | N/A | N/A | Open
496 | Roads & Grounds | Roads | N/A | N/A | Low | Road Sweeping | N/A | EVERYDAY | DAA 00 | PASSENGER TERMINAL | Available | N/A | N/A | 60 | 2025-01-31 | 6 | None | N/A | N/A | Open
497 | Roads & Grounds | Roads | N/A | N/A | Low | Road Sweeping | N/A | EVERYDAY | DAA 00 | PASSENGER TERMINAL | Available | N/A | N/A | 80 | 01-Jan-2025 | 8 | None | N/A | N/A | Open
498 | Roads & Grounds | Roads | N/A | N/A | Low | Road Sweeping | N/A | ONCE A WEEK | HDC 01 | Royal Terminal | Available | N/A | N/A | 70 | 2025-01-02 | 7 | None | N/A | N/A | Open
499 | Roads & Grounds | Roads | N/A | N/A | Low | Road Sweeping | N/A | ONCE A WEEK | AAA 00 | Tower Area | Available | N/A | N/A | 50 | 2025-01-03 | 5 | None | N/A | N/A | Open
500 | Roads & Grounds | Roads | N/A | N/A | Low | Road Sweeping | N/A | ONCE A WEEK | JAA 01 | Cargo Village | Available | N/A | N/A | 60 | 2025-01-04 | 6 | None | N/A | N/A | Open
501 | Roads & Grounds | Roads | N/A | N/A | Low | Road Sweeping | N/A | ONCE A WEEK | JAA 02 | Service Level | Available | N/A | N/A | 60 | 2025-01-05 | 6 | None | N/A | N/A | Open
502 | Roads & Grounds | Roads | N/A | N/A | Low | Road Sweeping | N/A | ONCE A WEEK | DAE 03 | GVIP OUTSIDE | Available | N/A | N/A | 60 | 2025-01-06 | 6 | None | N/A | N/A | Open
503 | Roads & Grounds | Roads | N/A | N/A | Low | Liter Picking | N/A | EVERYDAY | DBA03 | Custom | Available | N/A | N/A | 60 | 2025-01-07 | 6 | None | N/A | N/A | Open
504 | Roads & Grounds | Roads | N/A | N/A | Low | Liter Picking | N/A | EVERYDAY | DAA 00 | PASSENGER TERMINAL | Available | N/A | N/A | 60 | 2025-01-08 | 6 | None | N/A | N/A | Open
505 | Roads & Grounds | Roads | N/A | N/A | Low | Liter Picking | N/A | EVERYDAY | DAA 00 | PASSENGER TERMINAL | Available | N/A | N/A | 80 | 2025-01-09 | 8 | None | N/A | N/A | Open
506 | Roads & Grounds | Roads | N/A | N/A | Low | Liter Picking | N/A | ONCE A WEEK | DAE 03 | GVIP OUTSIDE | Available | N/A | N/A | 70 | 2025-01-10 | 7 | None | N/A | N/A | Open
507 | Roads & Grounds | Roads | N/A | N/A | Low | Liter Picking | N/A | ONCE A WEEK | JAA 01 | North Service Road | Available | N/A | N/A | 50 | 2025-01-11 | 5 | None | N/A | N/A | Open
508 | Roads & Grounds | Roads | N/A | N/A | Low | Liter Picking | N/A | ONCE A WEEK | JAA 01 | West Service Road | Available | N/A | N/A | 60 | 2025-01-12 | 6 | None | N/A | N/A | Open
509 | Roads & Grounds | Roads | N/A | N/A | Low | Liter Picking | N/A | ONCE A WEEK | JAA 01 | South Service Road | Available | N/A | N/A | 60 | 2025-01-13 | 6 | None | N/A | N/A | Open
510 | Roads & Grounds | Roads | N/A | N/A | Low | Liter Picking | N/A | ONCE A WEEK | JAA 01 | South Service Road | Available | N/A | N/A | 60 | 2025-01-14 | 6 | None | N/A | N/A | Open
511 | Roads & Grounds | Landside Building Facilities | N/A | N/A | Low | Cleaning | N/A | MONTHLY |  | RSAF Camp | Available | N/A | N/A | 80 | 2025-01-15 | 8 | None | N/A | N/A | Open
512 | Roads & Grounds | Roads | N/A | N/A | Low | Road Sweeping | N/A | EVERYDAY | DAA 00 | PASSENGER TERMINAL | Available | N/A | N/A | 60 | 2025-01-16 | 6 | None | N/A | N/A | Open
513 | Roads & Grounds | Roads | N/A | N/A | Low | Road Sweeping | N/A | EVERYDAY | DAA 00 | PASSENGER TERMINAL | Available | N/A | N/A | 80 | 2025-01-17 | 8 | None | N/A | N/A | Open
514 | Roads & Grounds | Roads | N/A | N/A | Low | Road Sweeping | N/A | ONCE A WEEK | HDC 01 | Royal Terminal | Available | N/A | N/A | 70 | 2025-01-18 | 7 | None | N/A | N/A | Open
515 | Roads & Grounds | Roads | N/A | N/A | Low | Road Sweeping | N/A | ONCE A WEEK | AAA 00 | Tower Area | Available | N/A | N/A | 50 | 2025-01-19 | 5 | None | N/A | N/A | Open
516 | Roads & Grounds | Roads | N/A | N/A | Low | Road Sweeping | N/A | ONCE A WEEK | JAA 01 | Cargo Village | Available | N/A | N/A | 60 | 2025-01-20 | 6 | None | N/A | N/A | Open
517 | Roads & Grounds | Roads | N/A | N/A | Low | Road Sweeping | N/A | ONCE A WEEK | JAA 02 | Service Level | Available | N/A | N/A | 60 | 2025-01-21 | 6 | None | N/A | N/A | Open
518 | Roads & Grounds | Roads | N/A | N/A | Low | Road Sweeping | N/A | ONCE A WEEK | DAE 03 | GVIP OUTSIDE | Available | N/A | N/A | 60 | 2025-01-22 | 6 | None | N/A | N/A | Open
519 | Roads & Grounds | Roads | N/A | N/A | Low | Liter Picking | N/A | EVERYDAY | DBA03 | Custom | Available | N/A | N/A | 60 | 2025-01-23 | 6 | None | N/A | N/A | Open
2025-01-24
2025-01-25
2025-01-26
2025-01-27
2025-01-28
2025-01-29
2025-01-30
2025-01-31

## PM LANDSCAPE
NABATAT Monthly Preventive Maintenance Plan
PREVENTIVE MAINTENANCE (PM) FOR MONTH OF ( JANUARY 2025 ) | [14 empty] | PLAN PREPARED DATE: | [5 empty] | Service Provider Signature: | [6 empty] | DACO Director Signature:
O&M CONTRACTOR SECTION | [27 empty] | DACO INSPECTOR SECTION
S.NO | System | Sub-System | Equipment Tag Number | Equipment Description | Criticality (High, Medium, Low) | PM Description | Reference check list number | PM Frequency | Work Location |  |  |  |  | Planned Details | [5 empty] | Status | Actual Details | [5 empty] | Remarks | APPROVE | REJECT | REMARKS | INSPECTOR NAME | INSPECTOR SIGNATURE
[9 empty] | FACILITY CODE | FACILITY NAME | LEVEL | ROOM # | ROOM NAME | Planned Manhours (MHrs) | Planned date | No. of Person(s) | Spare Parts required | NOTAM Required | Outage Required |  | Log Number # | Actual Manhours (MHrs) | Actual date | Actual Time | No. of Person(s) | Spare Parts Used
1 | Landscape & Afforestation | Outdoor Plants | N/A | Shrubs | Low | Prunning | None | Monthly (3x) | AAA 00 | Control Tower | Available | N/A | N/A | 130 | 01-Jan-2025 | 13 | none | N/A | N/A | Open
2 | Landscape & Afforestation | Outdoor Plants | N/A | Shrubs | Low | Prunning | None | Monthly (3x) | DAD 00 | Employees Parking Area | Available | N/A | N/A | 220 | 2025-01-02 | 22 | none | N/A | N/A | Open
3 | Landscape & Afforestation | Outdoor Plants | N/A | Shrubs | Low | Prunning | None | Monthly (3x) | JAK 02 | North Taxiway Bridge | Available | N/A | N/A | 70 | 2025-01-03 | 7 | none | N/A | N/A | Open
4 | Landscape & Afforestation | Outdoor Plants | N/A | Shrubs | Low | Prunning | None | Monthly (3x) | JAL 06 | South GSE Bridge | Available | N/A | N/A | 70 | 2025-01-04 | 7 | none | N/A | N/A | Open
5 | Landscape & Afforestation | Outdoor Plants | N/A | Shrubs | Low | Prunning | None | Monthly (3x) | HDC 01 | Royal Terminal Entrance | Available | N/A | N/A | 170 | 2025-01-05 | 17 | none | N/A | N/A | Open
6 | Landscape & Afforestation | Outdoor Plants | N/A | Shrubs | Low | Prunning | None | Monthly (3x) | JAA 02 | South Service Road | Available | N/A | N/A | 70 | 2025-01-06 | 7 | none | N/A | N/A | Open
7 | Landscape & Afforestation | Outdoor Plants | N/A | Trees | Low | Prunning | None | Monthly (3x) | AAA 00 | Control Tower | Available | N/A | N/A | 130 | 2025-01-07 | 13 | none | N/A | N/A | Open
8 | Landscape & Afforestation | Outdoor Plants | N/A | Trees | Low | Prunning | None | Monthly (3x) | DAE 03 | GVIP OUTSIDE | Available | N/A | N/A | 120 | 2025-01-08 | 12 | none | N/A | N/A | Open
9 | Landscape & Afforestation | Outdoor Plants | N/A | Trees | Low | Prunning | None | Monthly (3x) | DAD 00 | Employees Parking Area | Available | N/A | N/A | 220 | 2025-01-09 | 22 | none | N/A | N/A | Open
10 | Landscape & Afforestation | Outdoor Plants | N/A | Trees | Low | Prunning | None | Monthly (3x) | JAK 02 | North Taxiway Bridge | Available | N/A | N/A | 70 | 2025-01-10 | 7 | none | N/A | N/A | Open
11 | Landscape & Afforestation | Outdoor Plants | N/A | Trees | Low | Prunning | None | Monthly (3x) | JAL 06 | South GSE Bridge | Available | N/A | N/A | 70 | 2025-01-11 | 7 | none | N/A | N/A | Open
12 | Landscape & Afforestation | Outdoor Plants | N/A | Trees | Low | Prunning | None | Monthly (3x) | AAA 00 | Control Tower | Available | N/A | N/A | 130 | 2025-01-12 | 13 | none | N/A | N/A | Open
13 | Landscape & Afforestation | Outdoor Plants | N/A | Trees | Low | Prunning | None | Monthly (3x) | DAE 03 | GVIP OUTSIDE | Available | N/A | N/A | 120 | 2025-01-13 | 12 | none | N/A | N/A | Open
14 | Landscape & Afforestation | Outdoor Plants | N/A | Trees | Low | Prunning | None | Monthly (3x) | DAD 00 | Employees Parking Area | Available | N/A | N/A | 220 | 2025-01-14 | 22 | none | N/A | N/A | Open
15 | Landscape & Afforestation | Outdoor Plants | N/A | Trees | Low | Prunning | None | Monthly (3x) | JAK 02 | North Taxiway Bridge | Available | N/A | N/A | 70 | 2025-01-15 | 7 | none | N/A | N/A | Open
16 | Landscape & Afforestation | Outdoor Plants | N/A | Trees | Low | Prunning | None | Monthly (3x) | JAL 06 | South GSE Bridge | Available | N/A | N/A | 70 | 2025-01-16 | 7 | none | N/A | N/A | Open
17 | Landscape & Afforestation | Outdoor Plants | N/A | Trees | Low | Prunning | None | Monthly (3x) | HDC 01 | Royal Terminal Entrance | Available | N/A | N/A | 170 | 2025-01-17 | 17 | none | N/A | N/A | Open
18 | Landscape & Afforestation | Outdoor Plants | N/A | Rotational Plants | Low | Weeding | None | Weekly (4x) | AAA 00 | Control Tower | Available | N/A | N/A | 130 | 2025-01-18 | 13 | none | N/A | N/A | Open
19 | Landscape & Afforestation | Outdoor Plants | N/A | Rotational Plants | Low | Weeding | None | Weekly (4x) | DAE 03 | GVIP OUTSIDE | Available | N/A | N/A | 120 | 2025-01-19 | 12 | none | N/A | N/A | Open
20 | Landscape & Afforestation | Outdoor Plants | N/A | Rotational Plants | Low | Weeding | None | Weekly (4x) | DAD 00 | Employees Parking Area | Available | N/A | N/A | 220 | 2025-01-20 | 22 | none | N/A | N/A | Open
21 | Landscape & Afforestation | Outdoor Plants | N/A | Rotational Plants | Low | Weeding | None | Weekly (4x) | JAK 02 | North Taxiway Bridge | Available | N/A | N/A | 70 | 2025-01-21 | 7 | none | N/A | N/A | Open
22 | Landscape & Afforestation | Outdoor Plants | N/A | Rotational Plants | Low | Weeding | None | Weekly (4x) | JAL 06 | South GSE Bridge | Available | N/A | N/A | 70 | 2025-01-22 | 7 | none | N/A | N/A | Open
23 | Landscape & Afforestation | Outdoor Plants | N/A | Rotational Plants | Low | Weeding | None | Weekly (4x) | HDC 01 | Royal Terminal Entrance | Available | N/A | N/A | 170 | 2025-01-23 | 17 | none | N/A | N/A | Open
24 | Landscape & Afforestation | Outdoor Plants | N/A | Rotational Plants | Low | Weeding | None | Weekly (4x) | AAA 00 | Control Tower | Available | N/A | N/A | 130 | 2025-01-24 | 13 | none | N/A | N/A | Open
25 | Landscape & Afforestation | Outdoor Plants | N/A | Rotational Plants | Low | Weeding | None | Weekly (4x) | DAE 03 | GVIP OUTSIDE | Available | N/A | N/A | 120 | 2025-01-25 | 12 | none | N/A | N/A | Open
26 | Landscape & Afforestation | Outdoor Plants | N/A | Rotational Plants | Low | Weeding | None | Weekly (4x) | DAD 00 | Employees Parking Area | Available | N/A | N/A | 220 | 2025-01-26 | 22 | none | N/A | N/A | Open
27 | Landscape & Afforestation | Outdoor Plants | N/A | Rotational Plants | Low | Weeding | None | Weekly (4x) | JAK 02 | North Taxiway Bridge | Available | N/A | N/A | 70 | 2025-01-27 | 7 | none | N/A | N/A | Open
28 | Landscape & Afforestation | Outdoor Plants | N/A | Rotational Plants | Low | Weeding | None | Weekly (4x) | JAL 06 | South GSE Bridge | Available | N/A | N/A | 70 | 2025-01-28 | 7 | none | N/A | N/A | Open
29 | Landscape & Afforestation | Outdoor Plants | N/A | Rotational Plants | Low | Weeding | None | Weekly (4x) | HDC 01 | Royal Terminal Entrance | Available | N/A | N/A | 170 | 2025-01-29 | 17 | none | N/A | N/A | Open
30 | Landscape & Afforestation | Outdoor Plants | N/A | Rotational Plants | Low | Weeding | None | Weekly (4x) | AAA 00 | Control Tower | Available | N/A | N/A | 130 | 2025-01-30 | 13 | none | N/A | N/A | Open
31 | Landscape & Afforestation | Outdoor Plants | N/A | Rotational Plants | Low | Weeding | None | Weekly (4x) | DAE 03 | GVIP OUTSIDE | Available | N/A | N/A | 120 | 2025-01-31 | 12 | none | N/A | N/A | Open
32 | Landscape & Afforestation | Outdoor Plants | N/A | Rotational Plants | Low | Weeding | None | Weekly (4x) | DAD 00 | Employees Parking Area | Available | N/A | N/A | 220 | 01-Jan-2025 | 22 | none | N/A | N/A | Open
33 | Landscape & Afforestation | Outdoor Plants | N/A | Rotational Plants | Low | Weeding | None | Weekly (4x) | JAK 02 | North Taxiway Bridge | Available | N/A | N/A | 70 | 2025-01-02 | 7 | none | N/A | N/A | Open
34 | Landscape & Afforestation | Outdoor Plants | N/A | Rotational Plants | Low | Weeding | None | Weekly (4x) | JAL 06 | South GSE Bridge | Available | N/A | N/A | 70 | 2025-01-03 | 7 | none | N/A | N/A | Open
35 | Landscape & Afforestation | Outdoor Plants | N/A | Rotational Plants | Low | Weeding | None | Weekly (4x) | HDC 01 | Royal Terminal Entrance | Available | N/A | N/A | 170 | 2025-01-04 | 17 | none | N/A | N/A | Open
36 | Landscape & Afforestation | Outdoor Plants | N/A | Rotational Plants | Low | Weeding | None | Weekly (4x) | JAA 02 | South Service Road | Available | N/A | N/A | 70 | 2025-01-05 | 7 | none | N/A | N/A | Open
37 | Landscape & Afforestation | Outdoor Plants | N/A | Shrubs | Low | Prunning | None | Monthly (3x) | AAA 00 | Control Tower | Available | N/A | N/A | 130 | 2025-01-06 | 13 | none | N/A | N/A | Open
38 | Landscape & Afforestation | Outdoor Plants | N/A | Shrubs | Low | Prunning | None | Monthly (3x) | DAD 00 | Employees Parking Area | Available | N/A | N/A | 220 | 2025-01-07 | 22 | none | N/A | N/A | Open
39 | Landscape & Afforestation | Outdoor Plants | N/A | Shrubs | Low | Prunning | None | Monthly (3x) | JAK 02 | North Taxiway Bridge | Available | N/A | N/A | 70 | 2025-01-08 | 7 | none | N/A | N/A | Open
40 | Landscape & Afforestation | Outdoor Plants | N/A | Shrubs | Low | Prunning | None | Monthly (3x) | JAL 06 | South GSE Bridge | Available | N/A | N/A | 70 | 2025-01-09 | 7 | none | N/A | N/A | Open
41 | Landscape & Afforestation | Outdoor Plants | N/A | Shrubs | Low | Prunning | None | Monthly (3x) | HDC 01 | Royal Terminal Entrance | Available | N/A | N/A | 170 | 2025-01-10 | 17 | none | N/A | N/A | Open
42 | Landscape & Afforestation | Outdoor Plants | N/A | Shrubs | Low | Prunning | None | Monthly (3x) | JAA 02 | South Service Road | Available | N/A | N/A | 70 | 2025-01-11 | 7 | none | N/A | N/A | Open
43 | Landscape & Afforestation | Outdoor Plants | N/A | Trees | Low | Prunning | None | Monthly (3x) | AAA 00 | Control Tower | Available | N/A | N/A | 130 | 2025-01-12 | 13 | none | N/A | N/A | Open
44 | Landscape & Afforestation | Outdoor Plants | N/A | Trees | Low | Prunning | None | Monthly (3x) | DAE 03 | GVIP OUTSIDE | Available | N/A | N/A | 120 | 2025-01-13 | 12 | none | N/A | N/A | Open
45 | Landscape & Afforestation | Outdoor Plants | N/A | Trees | Low | Prunning | None | Monthly (3x) | DAD 00 | Employees Parking Area | Available | N/A | N/A | 220 | 2025-01-14 | 22 | none | N/A | N/A | Open
46 | Landscape & Afforestation | Outdoor Plants | N/A | Trees | Low | Prunning | None | Monthly (3x) | JAK 02 | North Taxiway Bridge | Available | N/A | N/A | 70 | 2025-01-15 | 7 | none | N/A | N/A | Open
47 | Landscape & Afforestation | Outdoor Plants | N/A | Trees | Low | Prunning | None | Monthly (3x) | JAL 06 | South GSE Bridge | Available | N/A | N/A | 70 | 2025-01-16 | 7 | none | N/A | N/A | Open
48 | Landscape & Afforestation | Outdoor Plants | N/A | Trees | Low | Prunning | None | Monthly (3x) | AAA 00 | Control Tower | Available | N/A | N/A | 130 | 2025-01-17 | 13 | none | N/A | N/A | Open
49 | Landscape & Afforestation | Outdoor Plants | N/A | Trees | Low | Prunning | None | Monthly (3x) | DAE 03 | GVIP OUTSIDE | Available | N/A | N/A | 120 | 2025-01-18 | 12 | none | N/A | N/A | Open
50 | Landscape & Afforestation | Outdoor Plants | N/A | Trees | Low | Prunning | None | Monthly (3x) | DAD 00 | Employees Parking Area | Available | N/A | N/A | 220 | 2025-01-19 | 22 | none | N/A | N/A | Open
51 | Landscape & Afforestation | Outdoor Plants | N/A | Trees | Low | Prunning | None | Monthly (3x) | JAK 02 | North Taxiway Bridge | Available | N/A | N/A | 70 | 2025-01-20 | 7 | none | N/A | N/A | Open
52 | Landscape & Afforestation | Outdoor Plants | N/A | Trees | Low | Prunning | None | Monthly (3x) | JAL 06 | South GSE Bridge | Available | N/A | N/A | 70 | 2025-01-21 | 7 | none | N/A | N/A | Open
53 | Landscape & Afforestation | Outdoor Plants | N/A | Trees | Low | Prunning | None | Monthly (3x) | HDC 01 | Royal Terminal Entrance | Available | N/A | N/A | 170 | 2025-01-22 | 17 | none | N/A | N/A | Open
54 | Landscape & Afforestation | Outdoor Plants | N/A | Rotational Plants | Low | Weeding | None | Weekly (4x) | AAA 00 | Control Tower | Available | N/A | N/A | 130 | 2025-01-23 | 13 | none | N/A | N/A | Open
55 | Landscape & Afforestation | Outdoor Plants | N/A | Rotational Plants | Low | Weeding | None | Weekly (4x) | DAE 03 | GVIP OUTSIDE | Available | N/A | N/A | 120 | 2025-01-24 | 12 | none | N/A | N/A | Open
56 | Landscape & Afforestation | Outdoor Plants | N/A | Rotational Plants | Low | Weeding | None | Weekly (4x) | DAD 00 | Employees Parking Area | Available | N/A | N/A | 220 | 2025-01-25 | 22 | none | N/A | N/A | Open
57 | Landscape & Afforestation | Outdoor Plants | N/A | Rotational Plants | Low | Weeding | None | Weekly (4x) | JAK 02 | North Taxiway Bridge | Available | N/A | N/A | 70 | 2025-01-26 | 7 | none | N/A | N/A | Open
58 | Landscape & Afforestation | Outdoor Plants | N/A | Rotational Plants | Low | Weeding | None | Weekly (4x) | JAL 06 | South GSE Bridge | Available | N/A | N/A | 70 | 2025-01-27 | 7 | none | N/A | N/A | Open
59 | Landscape & Afforestation | Outdoor Plants | N/A | Rotational Plants | Low | Weeding | None | Weekly (4x) | HDC 01 | Royal Terminal Entrance | Available | N/A | N/A | 170 | 2025-01-28 | 17 | none | N/A | N/A | Open
60 | Landscape & Afforestation | Outdoor Plants | N/A | Rotational Plants | Low | Weeding | None | Weekly (4x) | AAA 00 | Control Tower | Available | N/A | N/A | 130 | 2025-01-29 | 13 | none | N/A | N/A | Open
61 | Landscape & Afforestation | Outdoor Plants | N/A | Rotational Plants | Low | Weeding | None | Weekly (4x) | DAE 03 | GVIP OUTSIDE | Available | N/A | N/A | 120 | 2025-01-30 | 12 | none | N/A | N/A | Open
62 | Landscape & Afforestation | Outdoor Plants | N/A | Rotational Plants | Low | Weeding | None | Weekly (4x) | DAD 00 | Employees Parking Area | Available | N/A | N/A | 220 | 2025-01-31 | 22 | none | N/A | N/A | Open
63 | Landscape & Afforestation | Outdoor Plants | N/A | Rotational Plants | Low | Weeding | None | Weekly (4x) | JAK 02 | North Taxiway Bridge | Available | N/A | N/A | 70 | 2025-01-02 | 7 | none | N/A | N/A | Open
64 | Landscape & Afforestation | Outdoor Plants | N/A | Rotational Plants | Low | Weeding | None | Weekly (4x) | JAL 06 | South GSE Bridge | Available | N/A | N/A | 70 | 2025-01-03 | 7 | none | N/A | N/A | Open
65 | Landscape & Afforestation | Outdoor Plants | N/A | Rotational Plants | Low | Weeding | None | Weekly (4x) | HDC 01 | Royal Terminal Entrance | Available | N/A | N/A | 170 | 2025-01-04 | 17 | none | N/A | N/A | Open
66 | Landscape & Afforestation | Outdoor Plants | N/A | Rotational Plants | Low | Weeding | None | Weekly (4x) | AAA 00 | Control Tower | Available | N/A | N/A | 130 | 2025-01-05 | 13 | none | N/A | N/A | Open
67 | Landscape & Afforestation | Outdoor Plants | N/A | Rotational Plants | Low | Weeding | None | Weekly (4x) | DAE 03 | GVIP OUTSIDE | Available | N/A | N/A | 120 | 2025-01-06 | 12 | none | N/A | N/A | Open
68 | Landscape & Afforestation | Outdoor Plants | N/A | Rotational Plants | Low | Weeding | None | Weekly (4x) | DAD 00 | Employees Parking Area | Available | N/A | N/A | 220 | 2025-01-07 | 22 | none | N/A | N/A | Open
69 | Landscape & Afforestation | Outdoor Plants | N/A | Rotational Plants | Low | Weeding | None | Weekly (4x) | JAK 02 | North Taxiway Bridge | Available | N/A | N/A | 70 | 2025-01-08 | 7 | none | N/A | N/A | Open
70 | Landscape & Afforestation | Outdoor Plants | N/A | Rotational Plants | Low | Weeding | None | Weekly (4x) | JAL 06 | South GSE Bridge | Available | N/A | N/A | 70 | 2025-01-09 | 7 | none | N/A | N/A | Open
71 | Landscape & Afforestation | Outdoor Plants | N/A | Rotational Plants | Low | Weeding | None | Weekly (4x) | AAA 00 | Control Tower | Available | N/A | N/A | 130 | 2025-01-10 | 13 | none | N/A | N/A | Open
72 | Landscape & Afforestation | Outdoor Plants | N/A | Rotational Plants | Low | Weeding | None | Weekly (4x) | DAE 03 | GVIP OUTSIDE | Available | N/A | N/A | 120 | 2025-01-11 | 12 | none | N/A | N/A | Open
73 | Landscape & Afforestation | Outdoor Plants | N/A | Rotational Plants | Low | Weeding | None | Weekly (4x) | DAD 00 | Employees Parking Area | Available | N/A | N/A | 220 | 2025-01-12 | 22 | none | N/A | N/A | Open
74 | Landscape & Afforestation | Outdoor Plants | N/A | Rotational Plants | Low | Weeding | None | Weekly (4x) | JAK 02 | North Taxiway Bridge | Available | N/A | N/A | 70 | 2025-01-13 | 7 | none | N/A | N/A | Open
75 | Landscape & Afforestation | Outdoor Plants | N/A | Rotational Plants | Low | Weeding | None | Weekly (4x) | JAL 06 | South GSE Bridge | Available | N/A | N/A | 70 | 2025-01-14 | 7 | none | N/A | N/A | Open
76 | Landscape & Afforestation | Outdoor Plants | N/A | Rotational Plants | Low | Weeding | None | Weekly (4x) | HDC 01 | Royal Terminal Entrance | Available | N/A | N/A | 170 | 2025-01-15 | 17 | none | N/A | N/A | Open
77 | Landscape & Afforestation | Outdoor Plants | N/A | Shrubs | Low | Prunning | None | Monthly (3x) | AAA 00 | Control Tower | Available | N/A | N/A | 130 | 2025-01-16 | 13 | none | N/A | N/A | Open
78 | Landscape & Afforestation | Outdoor Plants | N/A | Shrubs | Low | Prunning | None | Monthly (3x) | DAD 00 | Employees Parking Area | Available | N/A | N/A | 220 | 2025-01-17 | 22 | none | N/A | N/A | Open
79 | Landscape & Afforestation | Outdoor Plants | N/A | Shrubs | Low | Prunning | None | Monthly (3x) | JAK 02 | North Taxiway Bridge | Available | N/A | N/A | 70 | 2025-01-18 | 7 | none | N/A | N/A | Open
80 | Landscape & Afforestation | Outdoor Plants | N/A | Shrubs | Low | Prunning | None | Monthly (3x) | JAL 06 | South GSE Bridge | Available | N/A | N/A | 70 | 2025-01-19 | 7 | none | N/A | N/A | Open
81 | Landscape & Afforestation | Outdoor Plants | N/A | Shrubs | Low | Prunning | None | Monthly (3x) | HDC 01 | Royal Terminal Entrance | Available | N/A | N/A | 170 | 2025-01-20 | 17 | none | N/A | N/A | Open
82 | Landscape & Afforestation | Outdoor Plants | N/A | Shrubs | Low | Prunning | None | Monthly (3x) | JAA 02 | South Service Road | Available | N/A | N/A | 70 | 2025-01-21 | 7 | none | N/A | N/A | Open
83 | Landscape & Afforestation | Outdoor Plants | N/A | Trees | Low | Prunning | None | Monthly (3x) | AAA 00 | Control Tower | Available | N/A | N/A | 130 | 2025-01-22 | 13 | none | N/A | N/A | Open
84 | Landscape & Afforestation | Outdoor Plants | N/A | Trees | Low | Prunning | None | Monthly (3x) | DAE 03 | GVIP OUTSIDE | Available | N/A | N/A | 120 | 2025-01-23 | 12 | none | N/A | N/A | Open
85 | Landscape & Afforestation | Outdoor Plants | N/A | Trees | Low | Prunning | None | Monthly (3x) | DAD 00 | Employees Parking Area | Available | N/A | N/A | 220 | 2025-01-24 | 22 | none | N/A | N/A | Open
86 | Landscape & Afforestation | Outdoor Plants | N/A | Trees | Low | Prunning | None | Monthly (3x) | JAK 02 | North Taxiway Bridge | Available | N/A | N/A | 70 | 2025-01-25 | 7 | none | N/A | N/A | Open
87 | Landscape & Afforestation | Outdoor Plants | N/A | Trees | Low | Prunning | None | Monthly (3x) | JAL 06 | South GSE Bridge | Available | N/A | N/A | 70 | 2025-01-26 | 7 | none | N/A | N/A | Open
88 | Landscape & Afforestation | Outdoor Plants | N/A | Trees | Low | Prunning | None | Monthly (3x) | AAA 00 | Control Tower | Available | N/A | N/A | 130 | 2025-01-27 | 13 | none | N/A | N/A | Open
89 | Landscape & Afforestation | Outdoor Plants | N/A | Trees | Low | Prunning | None | Monthly (3x) | DAE 03 | GVIP OUTSIDE | Available | N/A | N/A | 120 | 2025-01-28 | 12 | none | N/A | N/A | Open
90 | Landscape & Afforestation | Outdoor Plants | N/A | Trees | Low | Prunning | None | Monthly (3x) | DAD 00 | Employees Parking Area | Available | N/A | N/A | 220 | 2025-01-29 | 22 | none | N/A | N/A | Open
91 | Landscape & Afforestation | Outdoor Plants | N/A | Trees | Low | Prunning | None | Monthly (3x) | JAK 02 | North Taxiway Bridge | Available | N/A | N/A | 70 | 2025-01-30 | 7 | none | N/A | N/A | Open
92 | Landscape & Afforestation | Outdoor Plants | N/A | Trees | Low | Prunning | None | Monthly (3x) | JAL 06 | South GSE Bridge | Available | N/A | N/A | 70 | 2025-01-31 | 7 | none | N/A | N/A | Open
93 | Landscape & Afforestation | Outdoor Plants | N/A | Trees | Low | Prunning | None | Monthly (3x) | HDC 01 | Royal Terminal Entrance | Available | N/A | N/A | 170 | 2025-01-02 | 17 | none | N/A | N/A | Open
94 | Landscape & Afforestation | Outdoor Plants | N/A | Rotational Plants | Low | Weeding | None | Weekly (4x) | AAA 00 | Control Tower | Available | N/A | N/A | 130 | 2025-01-03 | 13 | none | N/A | N/A | Open
95 | Landscape & Afforestation | Outdoor Plants | N/A | Rotational Plants | Low | Weeding | None | Weekly (4x) | DAE 03 | GVIP OUTSIDE | Available | N/A | N/A | 120 | 2025-01-04 | 12 | none | N/A | N/A | Open
96 | Landscape & Afforestation | Outdoor Plants | N/A | Rotational Plants | Low | Weeding | None | Weekly (4x) | DAD 00 | Employees Parking Area | Available | N/A | N/A | 220 | 2025-01-05 | 22 | none | N/A | N/A | Open
97 | Landscape & Afforestation | Outdoor Plants | N/A | Rotational Plants | Low | Weeding | None | Weekly (4x) | JAK 02 | North Taxiway Bridge | Available | N/A | N/A | 70 | 2025-01-06 | 7 | none | N/A | N/A | Open
98 | Landscape & Afforestation | Outdoor Plants | N/A | Rotational Plants | Low | Weeding | None | Weekly (4x) | JAL 06 | South GSE Bridge | Available | N/A | N/A | 70 | 2025-01-07 | 7 | none | N/A | N/A | Open
99 | Landscape & Afforestation | Outdoor Plants | N/A | Rotational Plants | Low | Weeding | None | Weekly (4x) | HDC 01 | Royal Terminal Entrance | Available | N/A | N/A | 170 | 2025-01-08 | 17 | none | N/A | N/A | Open
100 | Landscape & Afforestation | Outdoor Plants | N/A | Rotational Plants | Low | Weeding | None | Weekly (4x) | AAA 00 | Control Tower | Available | N/A | N/A | 130 | 2025-01-09 | 13 | none | N/A | N/A | Open
101 | Landscape & Afforestation | Outdoor Plants | N/A | Rotational Plants | Low | Weeding | None | Weekly (4x) | DAE 03 | GVIP OUTSIDE | Available | N/A | N/A | 120 | 2025-01-10 | 12 | none | N/A | N/A | Open
102 | Landscape & Afforestation | Outdoor Plants | N/A | Rotational Plants | Low | Weeding | None | Weekly (4x) | DAD 00 | Employees Parking Area | Available | N/A | N/A | 220 | 2025-01-11 | 22 | none | N/A | N/A | Open
103 | Landscape & Afforestation | Outdoor Plants | N/A | Rotational Plants | Low | Weeding | None | Weekly (4x) | JAK 02 | North Taxiway Bridge | Available | N/A | N/A | 70 | 2025-01-12 | 7 | none | N/A | N/A | Open
104 | Landscape & Afforestation | Outdoor Plants | N/A | Rotational Plants | Low | Weeding | None | Weekly (4x) | JAL 06 | South GSE Bridge | Available | N/A | N/A | 70 | 2025-01-13 | 7 | none | N/A | N/A | Open
105 | Landscape & Afforestation | Outdoor Plants | N/A | Rotational Plants | Low | Weeding | None | Weekly (4x) | HDC 01 | Royal Terminal Entrance | Available | N/A | N/A | 170 | 2025-01-14 | 17 | none | N/A | N/A | Open
106 | Landscape & Afforestation | Outdoor Plants | N/A | Rotational Plants | Low | Weeding | None | Weekly (4x) | AAA 00 | Control Tower | Available | N/A | N/A | 130 | 2025-01-15 | 13 | none | N/A | N/A | Open
107 | Landscape & Afforestation | Outdoor Plants | N/A | Rotational Plants | Low | Weeding | None | Weekly (4x) | DAE 03 | GVIP OUTSIDE | Available | N/A | N/A | 120 | 2025-01-16 | 12 | none | N/A | N/A | Open
108 | Landscape & Afforestation | Outdoor Plants | N/A | Rotational Plants | Low | Weeding | None | Weekly (4x) | DAD 00 | Employees Parking Area | Available | N/A | N/A | 220 | 2025-01-17 | 22 | none | N/A | N/A | Open
109 | Landscape & Afforestation | Outdoor Plants | N/A | Rotational Plants | Low | Weeding | None | Weekly (4x) | JAK 02 | North Taxiway Bridge | Available | N/A | N/A | 70 | 2025-01-18 | 7 | none | N/A | N/A | Open
110 | Landscape & Afforestation | Outdoor Plants | N/A | Rotational Plants | Low | Weeding | None | Weekly (4x) | JAL 06 | South GSE Bridge | Available | N/A | N/A | 70 | 2025-01-19 | 7 | none | N/A | N/A | Open
111 | Landscape & Afforestation | Outdoor Plants | N/A | Rotational Plants | Low | Weeding | None | Weekly (4x) | AAA 00 | Control Tower | Available | N/A | N/A | 130 | 2025-01-20 | 13 | none | N/A | N/A | Open
112 | Landscape & Afforestation | Outdoor Plants | N/A | Rotational Plants | Low | Weeding | None | Weekly (4x) | DAE 03 | GVIP OUTSIDE | Available | N/A | N/A | 120 | 2025-01-21 | 12 | none | N/A | N/A | Open
113 | Landscape & Afforestation | Outdoor Plants | N/A | Rotational Plants | Low | Weeding | None | Weekly (4x) | DAD 00 | Employees Parking Area | Available | N/A | N/A | 220 | 2025-01-22 | 22 | none | N/A | N/A | Open
114 | Landscape & Afforestation | Outdoor Plants | N/A | Rotational Plants | Low | Weeding | None | Weekly (4x) | JAK 02 | North Taxiway Bridge | Available | N/A | N/A | 70 | 2025-01-23 | 7 | none | N/A | N/A | Open
115 | Landscape & Afforestation | Outdoor Plants | N/A | Rotational Plants | Low | Weeding | None | Weekly (4x) | JAL 06 | South GSE Bridge | Available | N/A | N/A | 70 | 2025-01-24 | 7 | none | N/A | N/A | Open
116 | Landscape & Afforestation | Outdoor Plants | N/A | Rotational Plants | Low | Weeding | None | Weekly (4x) | HDC 01 | Royal Terminal Entrance | Available | N/A | N/A | 170 | 2025-01-25 | 17 | none | N/A | N/A | Open
117 | Landscape & Afforestation | Outdoor Plants | N/A | Shrubs | Low | Prunning | None | Monthly (3x) | AAA 00 | Control Tower | Available | N/A | N/A | 130 | 2025-01-26 | 13 | none | N/A | N/A | Open
118 | Landscape & Afforestation | Outdoor Plants | N/A | Shrubs | Low | Prunning | None | Monthly (3x) | DAD 00 | Employees Parking Area | Available | N/A | N/A | 220 | 2025-01-27 | 22 | none | N/A | N/A | Open
119 | Landscape & Afforestation | Outdoor Plants | N/A | Shrubs | Low | Prunning | None | Monthly (3x) | JAK 02 | North Taxiway Bridge | Available | N/A | N/A | 70 | 2025-01-28 | 7 | none | N/A | N/A | Open
120 | Landscape & Afforestation | Outdoor Plants | N/A | Shrubs | Low | Prunning | None | Monthly (3x) | JAL 06 | South GSE Bridge | Available | N/A | N/A | 70 | 2025-01-29 | 7 | none | N/A | N/A | Open
121 | Landscape & Afforestation | Outdoor Plants | N/A | Shrubs | Low | Prunning | None | Monthly (3x) | HDC 01 | Royal Terminal Entrance | Available | N/A | N/A | 170 | 2025-01-30 | 17 | none | N/A | N/A | Open
122 | Landscape & Afforestation | Outdoor Plants | N/A | Shrubs | Low | Prunning | None | Monthly (3x) | JAA 02 | South Service Road | Available | N/A | N/A | 70 | 2025-01-31 | 7 | none | N/A | N/A | Open
123 | Landscape & Afforestation | Outdoor Plants | N/A | Trees | Low | Prunning | None | Monthly (3x) | AAA 00 | Control Tower | Available | N/A | N/A | 130 | 2025-01-02 | 13 | none | N/A | N/A | Open
124 | Landscape & Afforestation | Outdoor Plants | N/A | Trees | Low | Prunning | None | Monthly (3x) | DAE 03 | GVIP OUTSIDE | Available | N/A | N/A | 120 | 2025-01-03 | 12 | none | N/A | N/A | Open
125 | Landscape & Afforestation | Outdoor Plants | N/A | Trees | Low | Prunning | None | Monthly (3x) | DAD 00 | Employees Parking Area | Available | N/A | N/A | 220 | 2025-01-04 | 22 | none | N/A | N/A | Open
126 | Landscape & Afforestation | Outdoor Plants | N/A | Trees | Low | Prunning | None | Monthly (3x) | JAK 02 | North Taxiway Bridge | Available | N/A | N/A | 70 | 2025-01-05 | 7 | none | N/A | N/A | Open
127 | Landscape & Afforestation | Outdoor Plants | N/A | Trees | Low | Prunning | None | Monthly (3x) | JAL 06 | South GSE Bridge | Available | N/A | N/A | 70 | 2025-01-06 | 7 | none | N/A | N/A | Open
128 | Landscape & Afforestation | Outdoor Plants | N/A | Trees | Low | Prunning | None | Monthly (3x) | AAA 00 | Control Tower | Available | N/A | N/A | 130 | 2025-01-07 | 13 | none | N/A | N/A | Open
129 | Landscape & Afforestation | Outdoor Plants | N/A | Trees | Low | Prunning | None | Monthly (3x) | DAE 03 | GVIP OUTSIDE | Available | N/A | N/A | 120 | 2025-01-08 | 12 | none | N/A | N/A | Open
130 | Landscape & Afforestation | Outdoor Plants | N/A | Trees | Low | Prunning | None | Monthly (3x) | DAD 00 | Employees Parking Area | Available | N/A | N/A | 220 | 2025-01-09 | 22 | none | N/A | N/A | Open
131 | Landscape & Afforestation | Outdoor Plants | N/A | Trees | Low | Prunning | None | Monthly (3x) | JAK 02 | North Taxiway Bridge | Available | N/A | N/A | 70 | 2025-01-10 | 7 | none | N/A | N/A | Open
132 | Landscape & Afforestation | Outdoor Plants | N/A | Trees | Low | Prunning | None | Monthly (3x) | JAL 06 | South GSE Bridge | Available | N/A | N/A | 70 | 2025-01-11 | 7 | none | N/A | N/A | Open
133 | Landscape & Afforestation | Outdoor Plants | N/A | Trees | Low | Prunning | None | Monthly (3x) | HDC 01 | Royal Terminal Entrance | Available | N/A | N/A | 170 | 2025-01-12 | 17 | none | N/A | N/A | Open
134 | Landscape & Afforestation | Outdoor Plants | N/A | Rotational Plants | Low | Weeding | None | Weekly (4x) | AAA 00 | Control Tower | Available | N/A | N/A | 130 | 2025-01-13 | 13 | none | N/A | N/A | Open
135 | Landscape & Afforestation | Outdoor Plants | N/A | Rotational Plants | Low | Weeding | None | Weekly (4x) | DAE 03 | GVIP OUTSIDE | Available | N/A | N/A | 120 | 2025-01-14 | 12 | none | N/A | N/A | Open
136 | Landscape & Afforestation | Outdoor Plants | N/A | Rotational Plants | Low | Weeding | None | Weekly (4x) | DAD 00 | Employees Parking Area | Available | N/A | N/A | 220 | 2025-01-15 | 22 | none | N/A | N/A | Open
137 | Landscape & Afforestation | Outdoor Plants | N/A | Rotational Plants | Low | Weeding | None | Weekly (4x) | JAK 02 | North Taxiway Bridge | Available | N/A | N/A | 70 | 2025-01-16 | 7 | none | N/A | N/A | Open
138 | Landscape & Afforestation | Outdoor Plants | N/A | Rotational Plants | Low | Weeding | None | Weekly (4x) | JAL 06 | South GSE Bridge | Available | N/A | N/A | 70 | 2025-01-17 | 7 | none | N/A | N/A | Open
139 | Landscape & Afforestation | Outdoor Plants | N/A | Rotational Plants | Low | Weeding | None | Weekly (4x) | HDC 01 | Royal Terminal Entrance | Available | N/A | N/A | 170 | 2025-01-18 | 17 | none | N/A | N/A | Open
140 | Landscape & Afforestation | Outdoor Plants | N/A | Rotational Plants | Low | Weeding | None | Weekly (4x) | AAA 00 | Control Tower | Available | N/A | N/A | 130 | 2025-01-19 | 13 | none | N/A | N/A | Open
141 | Landscape & Afforestation | Outdoor Plants | N/A | Rotational Plants | Low | Weeding | None | Weekly (4x) | DAE 03 | GVIP OUTSIDE | Available | N/A | N/A | 120 | 2025-01-20 | 12 | none | N/A | N/A | Open
142 | Landscape & Afforestation | Outdoor Plants | N/A | Rotational Plants | Low | Weeding | None | Weekly (4x) | DAD 00 | Employees Parking Area | Available | N/A | N/A | 220 | 2025-01-21 | 22 | none | N/A | N/A | Open
143 | Landscape & Afforestation | Outdoor Plants | N/A | Rotational Plants | Low | Weeding | None | Weekly (4x) | JAK 02 | North Taxiway Bridge | Available | N/A | N/A | 70 | 2025-01-22 | 7 | none | N/A | N/A | Open
144 | Landscape & Afforestation | Outdoor Plants | N/A | Rotational Plants | Low | Weeding | None | Weekly (4x) | JAL 06 | South GSE Bridge | Available | N/A | N/A | 70 | 2025-01-23 | 7 | none | N/A | N/A | Open
145 | Landscape & Afforestation | Outdoor Plants | N/A | Rotational Plants | Low | Weeding | None | Weekly (4x) | HDC 01 | Royal Terminal Entrance | Available | N/A | N/A | 170 | 2025-01-24 | 17 | none | N/A | N/A | Open
146 | Landscape & Afforestation | Outdoor Plants | N/A | Rotational Plants | Low | Weeding | None | Weekly (4x) | AAA 00 | Control Tower | Available | N/A | N/A | 130 | 2025-01-25 | 13 | none | N/A | N/A | Open
147 | Landscape & Afforestation | Outdoor Plants | N/A | Rotational Plants | Low | Weeding | None | Weekly (4x) | DAE 03 | GVIP OUTSIDE | Available | N/A | N/A | 120 | 2025-01-26 | 12 | none | N/A | N/A | Open
148 | Landscape & Afforestation | Outdoor Plants | N/A | Rotational Plants | Low | Weeding | None | Weekly (4x) | DAD 00 | Employees Parking Area | Available | N/A | N/A | 220 | 2025-01-27 | 22 | none | N/A | N/A | Open
149 | Landscape & Afforestation | Outdoor Plants | N/A | Rotational Plants | Low | Weeding | None | Weekly (4x) | JAK 02 | North Taxiway Bridge | Available | N/A | N/A | 70 | 2025-01-28 | 7 | none | N/A | N/A | Open
150 | Landscape & Afforestation | Outdoor Plants | N/A | Rotational Plants | Low | Weeding | None | Weekly (4x) | JAL 06 | South GSE Bridge | Available | N/A | N/A | 70 | 2025-01-29 | 7 | none | N/A | N/A | Open
151 | Landscape & Afforestation | Outdoor Plants | N/A | Rotational Plants | Low | Weeding | None | Weekly (4x) | AAA 00 | Control Tower | Available | N/A | N/A | 130 | 2025-01-30 | 13 | none | N/A | N/A | Open
152 | Landscape & Afforestation | Outdoor Plants | N/A | Rotational Plants | Low | Weeding | None | Weekly (4x) | DAE 03 | GVIP OUTSIDE | Available | N/A | N/A | 120 | 2025-01-31 | 12 | none | N/A | N/A | Open
153 | Landscape & Afforestation | Outdoor Plants | N/A | Rotational Plants | Low | Weeding | None | Weekly (4x) | DAD 00 | Employees Parking Area | Available | N/A | N/A | 220 | 2025-01-02 | 22 | none | N/A | N/A | Open
154 | Landscape & Afforestation | Outdoor Plants | N/A | Rotational Plants | Low | Weeding | None | Weekly (4x) | JAK 02 | North Taxiway Bridge | Available | N/A | N/A | 70 | 2025-01-03 | 7 | none | N/A | N/A | Open
155 | Landscape & Afforestation | Outdoor Plants | N/A | Rotational Plants | Low | Weeding | None | Weekly (4x) | JAL 06 | South GSE Bridge | Available | N/A | N/A | 70 | 2025-01-04 | 7 | none | N/A | N/A | Open
156 | Landscape & Afforestation | Outdoor Plants | N/A | Rotational Plants | Low | Weeding | None | Weekly (4x) | HDC 01 | Royal Terminal Entrance | Available | N/A | N/A | 170 | 2025-01-05 | 17 | none | N/A | N/A | Open
157 | Landscape & Afforestation | Outdoor Plants | N/A | Rotational Plants | Low | Weeding | None | Weekly (4x) | AAA 00 | Control Tower | Available | N/A | N/A | 130 | 2025-01-06 | 13 | none | N/A | N/A | Open
158 | Landscape & Afforestation | Outdoor Plants | N/A | Rotational Plants | Low | Weeding | None | Weekly (4x) | DAE 03 | GVIP OUTSIDE | Available | N/A | N/A | 120 | 2025-01-07 | 12 | none | N/A | N/A | Open
159 | Landscape & Afforestation | Outdoor Plants | N/A | Rotational Plants | Low | Weeding | None | Weekly (4x) | DAD 00 | Employees Parking Area | Available | N/A | N/A | 220 | 2025-01-08 | 22 | none | N/A | N/A | Open
160 | Landscape & Afforestation | Outdoor Plants | N/A | Rotational Plants | Low | Weeding | None | Weekly (4x) | JAK 02 | North Taxiway Bridge | Available | N/A | N/A | 70 | 2025-01-09 | 7 | none | N/A | N/A | Open
161 | Landscape & Afforestation | Outdoor Plants | N/A | Rotational Plants | Low | Weeding | None | Weekly (4x) | JAL 06 | South GSE Bridge | Available | N/A | N/A | 70 | 2025-01-10 | 7 | none | N/A | N/A | Open
162 | Landscape & Afforestation | Outdoor Plants | N/A | Rotational Plants | Low | Weeding | None | Weekly (4x) | HDC 01 | Royal Terminal Entrance | Available | N/A | N/A | 170 | 2025-01-11 | 17 | none | N/A | N/A | Open
163 | Landscape & Afforestation | Outdoor Plants | N/A | Rotational Plants | Low | Weeding | None | Weekly (4x) | AAA 00 | Control Tower | Available | N/A | N/A | 130 | 2025-01-12 | 13 | none | N/A | N/A | Open
164 | Landscape & Afforestation | Outdoor Plants | N/A | Rotational Plants | Low | Weeding | None | Weekly (4x) | DAE 03 | GVIP OUTSIDE | Available | N/A | N/A | 120 | 2025-01-13 | 12 | none | N/A | N/A | Open
165 | Landscape & Afforestation | Outdoor Plants | N/A | Rotational Plants | Low | Weeding | None | Weekly (4x) | DAD 00 | Employees Parking Area | Available | N/A | N/A | 220 | 2025-01-14 | 22 | none | N/A | N/A | Open
166 | Landscape & Afforestation | Outdoor Plants | N/A | Rotational Plants | Low | Weeding | None | Weekly (4x) | AAA 00 | Control Tower | Available | N/A | N/A | 130 | 2025-01-15 | 13 | none | N/A | N/A | Open
167 | Landscape & Afforestation | Outdoor Plants | N/A | Rotational Plants | Low | Weeding | None | Weekly (4x) | DAE 03 | GVIP OUTSIDE | Available | N/A | N/A | 120 | 2025-01-16 | 12 | none | N/A | N/A | Open
168 | Landscape & Afforestation | Outdoor Plants | N/A | Rotational Plants | Low | Weeding | None | Weekly (4x) | DAD 00 | Employees Parking Area | Available | N/A | N/A | 220 | 2025-01-17 | 22 | none | N/A | N/A | Open
169 | Landscape & Afforestation | Outdoor Plants | N/A | Rotational Plants | Low | Weeding | None | Weekly (4x) | JAK 02 | North Taxiway Bridge | Available | N/A | N/A | 70 | 2025-01-18 | 7 | none | N/A | N/A | Open
170 | Landscape & Afforestation | Outdoor Plants | N/A | Rotational Plants | Low | Weeding | None | Weekly (4x) | JAL 06 | South GSE Bridge | Available | N/A | N/A | 70 | 2025-01-19 | 7 | none | N/A | N/A | Open
171 | Landscape & Afforestation | Outdoor Plants | N/A | Rotational Plants | Low | Weeding | None | Weekly (4x) | HDC 01 | Royal Terminal Entrance | Available | N/A | N/A | 170 | 2025-01-20 | 17 | none | N/A | N/A | Open
2025-01-21
2025-01-22
2025-01-23
2025-01-24
2025-01-25
2025-01-26
2025-01-27
2025-01-28
2025-01-29
2025-01-30
2025-01-31
01-Jan-2206
01-Jan-2207
01-Jan-2208
01-Jan-2209
01-Jan-2210
01-Jan-2211
01-Jan-2212
01-Jan-2213
01-Jan-2214
01-Jan-2215
01-Jan-2216
01-Jan-2217
01-Jan-2218
01-Jan-2219
01-Jan-2220
01-Jan-2221
01-Jan-2222
01-Jan-2223
01-Jan-2224
01-Jan-2225
01-Jan-2226
01-Jan-2227
01-Jan-2228
01-Jan-2229
01-Jan-2230
01-Jan-2231
01-Jan-2232
01-Jan-2233
01-Jan-2234
01-Jan-2235
01-Jan-2236
01-Jan-2237
01-Jan-2238
01-Jan-2239
01-Jan-2240
01-Jan-2241
01-Jan-2242
01-Jan-2243
01-Jan-2244
01-Jan-2245
01-Jan-2246
01-Jan-2247
01-Jan-2248
01-Jan-2249
01-Jan-2250
01-Jan-2251
01-Jan-2252
01-Jan-2253
01-Jan-2254
01-Jan-2255
01-Jan-2256
01-Jan-2257
01-Jan-2258
01-Jan-2259
01-Jan-2260
01-Jan-2261
01-Jan-2262
01-Jan-2263
01-Jan-2264
01-Jan-2265
01-Jan-2266
01-Jan-2267
01-Jan-2268
01-Jan-2269
01-Jan-2270
01-Jan-2271
01-Jan-2272
01-Jan-2273
01-Jan-2274
01-Jan-2275
01-Jan-2276
01-Jan-2277
01-Jan-2278
01-Jan-2279
01-Jan-2280
01-Jan-2281
01-Jan-2282
01-Jan-2283
01-Jan-2284
01-Jan-2285
01-Jan-2286
01-Jan-2287
01-Jan-2288
01-Jan-2289
01-Jan-2290
01-Jan-2291
01-Jan-2292
01-Jan-2293
01-Jan-2294
01-Jan-2295
01-Jan-2296
01-Jan-2297
01-Jan-2298
01-Jan-2299
01-Jan-2300
01-Jan-2301
01-Jan-2302
01-Jan-2303
01-Jan-2304
01-Jan-2305
01-Jan-2306
01-Jan-2307
01-Jan-2308
01-Jan-2309
01-Jan-2310
01-Jan-2311
01-Jan-2312
01-Jan-2313
01-Jan-2314
01-Jan-2315
01-Jan-2316
01-Jan-2317
01-Jan-2318
01-Jan-2319
01-Jan-2320
01-Jan-2321
01-Jan-2322
01-Jan-2323
01-Jan-2324
01-Jan-2325
01-Jan-2326
01-Jan-2327
01-Jan-2328
01-Jan-2329
01-Jan-2330
01-Jan-2331
01-Jan-2332
01-Jan-2333
01-Jan-2334
01-Jan-2335
01-Jan-2336
01-Jan-2337
01-Jan-2338
01-Jan-2339
01-Jan-2340
01-Jan-2341
01-Jan-2342
01-Jan-2343
01-Jan-2344
01-Jan-2345
01-Jan-2346
01-Jan-2347
01-Jan-2348
01-Jan-2349
01-Jan-2350
01-Jan-2351
01-Jan-2352
01-Jan-2353
01-Jan-2354
01-Jan-2355
01-Jan-2356
01-Jan-2357
01-Jan-2358
01-Jan-2359
01-Jan-2360
01-Jan-2361
01-Jan-2362
01-Jan-2363
01-Jan-2364
01-Jan-2365
01-Jan-2366
01-Jan-2367
01-Jan-2368
01-Jan-2369
01-Jan-2370
01-Jan-2371
01-Jan-2372
01-Jan-2373
01-Jan-2374
01-Jan-2375
01-Jan-2376
01-Jan-2377
01-Jan-2378
01-Jan-2379
01-Jan-2380
01-Jan-2381
01-Jan-2382
01-Jan-2383
01-Jan-2384
01-Jan-2385
01-Jan-2386
01-Jan-2387
01-Jan-2388
01-Jan-2389
01-Jan-2390
01-Jan-2391
01-Jan-2392
01-Jan-2393
01-Jan-2394
01-Jan-2395
01-Jan-2396
01-Jan-2397
01-Jan-2398
01-Jan-2399
01-Jan-2400
01-Jan-2401
01-Jan-2402
01-Jan-2403
01-Jan-2404
01-Jan-2405
01-Jan-2406
01-Jan-2407
01-Jan-2408
01-Jan-2409
01-Jan-2410
01-Jan-2411
01-Jan-2412
01-Jan-2413
01-Jan-2414
01-Jan-2415
01-Jan-2416
01-Jan-2417
01-Jan-2418
01-Jan-2419
01-Jan-2420
01-Jan-2421
01-Jan-2422
01-Jan-2423
01-Jan-2424
01-Jan-2425
01-Jan-2426
01-Jan-2427
01-Jan-2428
01-Jan-2429
01-Jan-2430
01-Jan-2431
01-Jan-2432
01-Jan-2433
01-Jan-2434
01-Jan-2435
01-Jan-2436
01-Jan-2437
01-Jan-2438
01-Jan-2439
01-Jan-2440
01-Jan-2441
01-Jan-2442
01-Jan-2443
01-Jan-2444
01-Jan-2445
01-Jan-2446
01-Jan-2447
01-Jan-2448
01-Jan-2449
01-Jan-2450
01-Jan-2451
01-Jan-2452
01-Jan-2453
01-Jan-2454
01-Jan-2455
01-Jan-2456
01-Jan-2457
01-Jan-2458
01-Jan-2459
01-Jan-2460
01-Jan-2461
01-Jan-2462
01-Jan-2463
01-Jan-2464
01-Jan-2465
01-Jan-2466
01-Jan-2467
01-Jan-2468
01-Jan-2469
01-Jan-2470
01-Jan-2471
01-Jan-2472
01-Jan-2473
01-Jan-2474
01-Jan-2475
01-Jan-2476
01-Jan-2477
01-Jan-2478
01-Jan-2479
01-Jan-2480
01-Jan-2481
01-Jan-2482
01-Jan-2483
01-Jan-2484
01-Jan-2485
01-Jan-2486
01-Jan-2487
01-Jan-2488
01-Jan-2489
01-Jan-2490
01-Jan-2491
01-Jan-2492
01-Jan-2493
01-Jan-2494
01-Jan-2495
01-Jan-2496
01-Jan-2497
01-Jan-2498
01-Jan-2499
01-Jan-2500
01-Jan-2501
01-Jan-2502
01-Jan-2503
01-Jan-2504
01-Jan-2505
01-Jan-2506
01-Jan-2507
01-Jan-2508
01-Jan-2509
01-Jan-2510
01-Jan-2511
01-Jan-2512
01-Jan-2513
01-Jan-2514
01-Jan-2515
01-Jan-2516
01-Jan-2517
01-Jan-2518
01-Jan-2519
01-Jan-2520
01-Jan-2521
01-Jan-2522
01-Jan-2523
01-Jan-2524
01-Jan-2525
01-Jan-2526
01-Jan-2527
01-Jan-2528
01-Jan-2529
01-Jan-2530
01-Jan-2531
01-Jan-2532
01-Jan-2533
01-Jan-2534
01-Jan-2535
01-Jan-2536
01-Jan-2537
01-Jan-2538
01-Jan-2539
01-Jan-2540
01-Jan-2541
01-Jan-2542